## About
SYC Start Year Electricity Generation Capacity
SYC Fraction of Peakers that Provide Flexibility Points
PMCCS Policy Mandated Capacity Construction Schedule
BPMCCS BAU Policy Mandated Capacity Construction Schedule
Source: | Operating and Newly Added Capacity by Type | Geothermal Development | Shanghai Policy Targets
| China Electricity Council | National Energy Adminstration | 《上海市能源发展“十四五”规划》
| 中国电力工业统计资料汇编 | 地热能开发利用“十三五”规划 | 14th Five-Year Plan for Energy Development in Shanghai
| Compilation of China Power Sector Statistics | 13 FYP Geothermal Development Plan | https://www.shanghai.gov.cn/202210zfwj/20220521/1d9410e2e7c4474da6618278ccb4528d.html
| 2019-2022 | 2017 | 《上海市碳达峰实施方案》
| Chapter 2 (Power Generation) | https://www.gov.cn/xinwen/2017-02/06/5165321/files/19f10bae3ba5463f833c954de2d06a8f.pdf | Shanghai Carbon Peak Implementation Plan
https://www.ndrc.gov.cn/fggz/hjyzy/tdftzh/202208/t20220808_1332758.html
| Centralized and Distributed Solar Capacity | Offshore Wind, Planned Coal, Planned Gas
| National Energy Administration | Global Energy Monitor
| 光伏发电建设运行情况 | Tracker for Coal, Natural Gas and Offshore Plants
| PV Genertaion Construction Status | 2023
| 2019,2021, and 2022 | https://globalenergymonitor.org/projects/global-coal-plant-tracker/
| https://www.nea.gov.cn/2020-02/28/c_138827923.htm | https://globalenergymonitor.org/projects/global-oil-gas-plant-tracker/ | Solar Thermal
| https://www.nea.gov.cn/2022-03/09/c_1310508114.htm | https://globalenergymonitor.org/projects/global-wind-power-tracker/ | China Solar Thermal Allaince (CNSTE)
| https://www.nea.gov.cn/2023-02/17/c_1310698128.htm |  | 中国太阳能热发电行业蓝皮书
Blue Book of Concentrating Solar Power Industry (Chinese)
| Oil Generation Breakdown by Fuel | Pumped Hydro, Nuclear | 2021-2022
| National Bureau of Statistics | Compiled Database from various online sources and statistics | http://www.cnste.org/uploads/soft/230131/1_0841264311.pdf
| 中国能源统计年鉴 |  | http://mediacdn.mengliaoba.cn/download/2021%E4%B8%AD%E5%9B%BD%E5%A4%AA%E9%98%B3%E8%83%BD%E7%83%AD%E5%8F%91%E7%94%B5%E8%A1%8C%E4%B8%9A%E8%93%9D%E7%9A%AE%E4%B9%A6.pdf
China Statistical Yearbook for Energy
2014-2020
Notes: | This file is used for calculating the values for SYC (Start Year Capacity) , BPMCCS (BAU Policy Mandated Capacity Construction Schedule)
and PMCCS (Policy Mandated Capacity Construction Schedule). The Installed Capacity for 2019 are treated as Start Year.
For PMCCS and BMPCCS, the actual capacity constructed in 2020 and 2021 (2022 if data available) were used so that it aligns with the reality
For BMPCCS, we take account of constructions that are already set in stone and will be completed by 2025
For PMCCS, we take all capaicty that are currently under construction, using data from Global Energy Monitor (Offshore, Coal and Natural Gas) and
data we compiled from other sources (Nuclear, Pumped Hydro), and compare the cumulated capacity with annouced policy targets
if the cumulative capaicty did not meet the 14FYP target, additional installation is added. If it already reaches the policy target, no deductions are made.
Region Selector
This excel file includes data required for all Chinese provinces (excluding Taiwan, Hong Kong, Macau,
and sometimes Tibet). You can use the selector below to choose which province/region you would
like to calculate for:
Province Selector
上海市 Shanghai
Notes: | The Policy Setting has not been fully automated for this excel sheet. So manual updates are required for PMCCS

## Province Selector
Code | Name | Name Chinese
00 | 全国 National | 全国
11 | 北京市 Beijing | 北京市
12 | 天津市 Tianjin | 天津市
13 | 河北省 Hebei | 河北省
14 | 山西省 Shanxi | 山西省
15 | 内蒙古自治区 Inner Mongolia | 内蒙古自治区
21 | 辽宁省 Liaoning | 辽宁省
22 | 吉林省 Jilin | 吉林省
23 | 黑龙江省 Heilongjiang | 黑龙江省
31 | 上海市 Shanghai | 上海市
32 | 江苏省 Jiangsu | 江苏省
33 | 浙江省 Zhejiang | 浙江省
34 | 安徽省 Anhui | 安徽省
35 | 福建省 Fujian | 福建省
36 | 江西省 Jiangxi | 江西省
37 | 山东省 Shandong | 山东省
41 | 河南省 Henan | 河南省
42 | 湖北省 Hubei | 湖北省
43 | 湖南省 Hunan | 湖南省
44 | 广东省 Guangdong | 广东省
45 | 广西壮族自治区 Guangxi | 广西壮族自治区
46 | 海南省 Hainan | 海南省
50 | 重庆市 Chongqing | 重庆市
51 | 四川省 Sichuan | 四川省
52 | 贵州省 Guizhou | 贵州省
53 | 云南省 Yunnan | 云南省
54 | 西藏自治区 Tibet | 西藏自治区
61 | 陕西省 Shaanxi | 陕西省
62 | 甘肃省 Gansu | 甘肃省
63 | 青海省 Qinghai | 青海省
64 | 宁夏回族自治区 Ningxia | 宁夏回族自治区
65 | 新疆维吾尔自治区 Xijiang | 新疆维吾尔自治区

## Operating Capacity
求和项:值2 | [45 empty] | 列标签
| 其他机组装机容量(万千瓦) |  |  | 燃煤发电装机容量(万千瓦) |  |  | 燃气发电装机容量(万千瓦) |  |  | 燃油发电装机容量(万千瓦) |  |  | 沼气发电装机容量(万千瓦) |  |  | 秸秆.蔗渣.林木质发电装机容量(万千瓦) |  |  | 垃圾焚烧发电装机容量(万千瓦) |  |  | 水力发电装机容量(万千瓦) |  |  | 核能发电装机容量(万千瓦) |  |  | 风力发电装机容量(万千瓦) |  |  | 光伏电站装机容量(万千瓦) |  |  | 太阳能发电装机容量(万千瓦) |  |  | 火力发电装机容量(万千瓦) |  |  | 总发电装机容量(万千瓦) |  |  | 其他火力发电装机容量(万千瓦) |  |  | 分布式太阳能装机容量(万千瓦)
行标签 | 2019 | 2020 | 2021 | 2019 | 2020 | 2021 | 2019 | 2020 | 2021 | 2019 | 2020 | 2021 | 2019 | 2020 | 2021 | 2019 | 2020 | 2021 | 2019 | 2020 | 2021 | 2019 | 2020 | 2021 | 2019 | 2020 | 2021 | 2019 | 2020 | 2021 | 2019 | 2020 | 2021 | 2019 | 2020 | 2021 | 2019 | 2020 | 2021 | 2019 | 2020 | 2021 | 2019 | 2020 | 2021 | 2019 | 2020 | 2021
全国 | 37 | 41 | 94 | 104063 | 107912 | 110962 | 9024 | 9972 | 10783 | 175 | 147 | 165 | 71.2 | 90 | 111 | 1117 | 1363 | 1557 | 1173 | 1535 | 2139 | 35804 | 37028 | 39094 | 4874 | 4989 | 5326 | 20915 | 28165 | 32871 | 14167 | 17287.87 | 19909 | 20418 | 25356 | 30654 | 118957 | 124624 | 129739 | 201006 | 220204 | 237777 | 3334.9 | 3619.4 | 4022 | 6180 | 7827 | 10745
山东省 |  |  | 31 | 10029 | 10305 | 10636 | 8 | 11 | 1 |  |  |  | 6.7 | 10 | 11 | 146 | 185 | 191 | 140 | 170 | 194 | 108 | 108 | 168 | 250 | 250 | 250 | 1354 | 1795 | 1942 | 677 | 805.02 | 1009 | 1619 | 2272 | 3343 | 10713 | 11135 | 11599 | 14044 | 15560 | 17334 | 383.3 | 454 | 566 | 942 | 1467 | 2334
内蒙古自治区 |  |  | 3 | 8643 | 9207 | 9620 | 42 | 74 | 105.7 |  |  |  | 0.1 | 0.1 | 0.3 | 13 | 27 | 29 | 7 | 6 | 9 | 239 | 242 | 241 |  |  |  | 2920 | 3786 | 3996 | 1001 | 1138 | 1310 | 1051 | 1237 | 1412 | 8721 | 9374 | 9834 | 12931 | 14639 | 15487 | 16.9 | 59.9 | 70 | 51 | 88 | 102
江苏省 | 10 | 23 | 23 | 8028 | 7921 | 7881 | 1610 | 1700 | 1906 |  |  |  | 6.8 | 8 | 9 | 59 | 80 | 88 | 130 | 154 | 191 | 265 | 265 | 265 | 437 | 549 | 661 | 1041 | 1547 | 2234 | 821 | 895.91 | 941 | 1486 | 1684 | 1916 | 10050 | 10079 | 10322 | 13288 | 14146 | 15420 | 215.2 | 217 | 247 | 664 | 788 | 975
河南省 |  |  |  | 6579 | 6482 | 6626 | 295 | 344 | 335 |  |  |  | 3.6 | 9 | 9 | 52 | 98 | 122 | 21 | 44 | 96 | 408 | 408 | 407 |  |  |  | 794 | 1518 | 1850 | 600 | 603.85 | 626 | 1054 | 1175 | 1556 | 7050 | 7068 | 7301 | 9306 | 10169 | 11114 | 99.4 | 91 | 113 | 454 | 571 | 930
广东省 | 2 |  |  | 6141 | 6620 | 6825 | 2217 | 2696 | 3054 |  |  |  | 13.3 | 16 | 26 | 31 | 43 | 50 | 192 | 224 | 301 | 1576 | 1666 | 1736 | 1614 | 1614 | 1614 | 441 | 565 | 1195 | 302 | 408.82 | 508 | 610 | 797 | 1020 | 8628 | 9582 | 10256 | 12870 | 14224 | 15821 | 34.7 | 0 | 0 | 256 | 385 | 512
山西省 |  |  |  | 6112 | 6263 | 6884 | 334 | 348 | 346 |  |  |  | 11.4 | 1 | 1 | 35 | 38 | 53 | 11 | 26 | 32 | 223 | 223 | 224 |  |  |  | 1251 | 1974 | 2123 | 857 | 1028.32 | 1102 | 1088 | 1309 | 1458 | 6687 | 6878 | 7533 | 9249 | 10383 | 11338 | 184.6 | 202 | 217 | 231 | 280 | 356
新疆维吾尔自治区 |  |  | 6 | 5644 | 6152 | 6599 | 85 | 85 | 99 |  |  |  | 0.3 | 0.3 |  | 2 | 2 | 5 | 5 | 6 | 17 | 773 | 800 | 934 |  |  |  | 1956 | 2361 | 2408 | 1027 | 1282.68 | 1337 | 1072 | 1266 | 1354 | 5813 | 6337 | 6845 | 9614 | 10763 | 11547 | 77.7 | 91.7 | 125 | 15 | 16 | 17
安徽省 |  |  |  | 5136 | 5143 | 5274 | 14 | 14 | 11 |  |  |  | 1.3 | 1 | 2 | 127 | 139 | 144 | 64 | 73 | 93 | 345 | 474 | 507 |  |  |  | 274 | 412 | 511 | 773 | 825.56 | 947 | 1254 | 1370 | 1707 | 5521 | 5561 | 5740 | 7394 | 7816 | 8466 | 179.7 | 191 | 216 | 480 | 544 | 760
河北省 | 3 | 4 | 4 | 4705 | 4952 | 4888 | 3 | 94 | 90 |  |  |  | 0.7 | 2 | 2 | 53 | 67 | 71 | 34 | 46 | 137 | 182 | 182 | 242 |  |  |  | 1639 | 2274 | 2546 | 962 | 1445.52 | 1658 | 1474 | 2190 | 2921 | 5021 | 5391 | 5424 | 8319 | 10042 | 11078 | 224.3 | 230 | 236 | 513 | 747 | 1263
浙江省 | 1 | 1 | 1 | 4649 | 4738 | 4791 | 1261 | 1262 | 1256 | 2 | 2 | 2 | 5.6 | 6 | 7 | 24 | 24 | 24 | 161 | 210 | 261 | 1170 | 1171 | 1278 | 908 | 911 | 911 | 160 | 186 | 364 | 414 | 412.17 | 577 | 1339 | 1517 | 1842 | 6212 | 6358 | 6462 | 9789 | 10142 | 10857 | 108.4 | 115 | 121 | 925 | 1067 | 1265
陕西省 |  |  |  | 4207 | 4768 | 4716 | 8 | 22 | 20 |  |  |  | 1.7 | 2 | 2 | 7 | 7 | 14 | 7 | 33 | 35 | 391 | 392 | 349 |  |  |  | 532 | 892 | 1021 | 778 | 893.42 | 1103 | 939 | 1089 | 1314 | 4380 | 4993 | 4952 | 6242 | 7366 | 7636 | 150.3 | 161 | 165 | 102 | 194 | 211
贵州省 |  |  |  | 3384 | 3469 | 3469 |  | 56 | 62 | [6 empty] | 9 | 12 | 12 | 17 | 23 | 30 | 2223 | 2281 | 2283 |  |  |  | 457 | 580 | 580 | 491 | 970.67 | 1118 | 510 | 1057 | 1137 | 3410 | 3560 | 3572 | 6599 | 7478 | 7573 | 0 | 0 | 0 | 19 | 19 | 19
辽宁省 |  |  |  | 3328 | 3499 | 3550 | 6 | 6 | 0 | 15 | 15 | 15 |  | 2 | 3 | 14 | 20 | 30 | 13 | 23 | 43 | 302 | 305 | 305 | 448 | 448 | 558 | 832 | 981 | 1087 | 246 | 281.89 | 318 | 343 | 400 | 478 | 3446 | 3643 | 3737 | 5370 | 5776 | 6164 | 70 | 78 | 96 | 97 | 118 | 160
宁夏回族自治区 |  |  |  | 3031 | 3136 | 3166 | 70 | 70 | 53 | [6 empty] | 5 | 8 | 8 | 5 | 5 | 5 | 43 | 43 | 43 |  |  |  | 1116 | 1377 | 1455 | 844 | 1121.96 | 1303 | 918 | 1197 | 1384 | 3219 | 3326 | 3333 | 5296 | 5943 | 6214 | 108 | 107 | 101 | 74 | 75 | 81
湖北省 |  |  |  | 2777 | 2891 | 2893 | 101 | 112 | 133 |  |  |  | 3.3 | 4 | 5 | 62 | 68 | 69 | 26 | 38 | 49 | 3679 | 3757 | 3771 |  |  |  | 405 | 502 | 720 | 420 | 485.66 | 713 | 621 | 698 | 953 | 3157 | 3316 | 3372 | 7862 | 8273 | 8816 | 187.7 | 204 | 223 | 202 | 212 | 240
福建省 |  | 3 | 3 | 2586 | 2862 | 2936 | 391 | 391 | 390 | 1 |  |  | 1 | 2 | 3 | 6 | 6 | 6 | 51 | 72 | 84 | 1321 | 1331 | 1386 | 871 | 871 | 986 | 376 | 486 | 735 | 38 | 37.8 | 39 | 169 | 202 | 277 | 3172 | 3478 | 3596 | 5909 | 6372 | 6983 | 134 | 144 | 177 | 131 | 164 | 238
黑龙江省 |  |  |  | 2097 | 2222 | 2250 | 12 | 14 | 13 | 2 | 2 | 2 | 0.6 | 2 | 2 | 101 | 133 | 205 | 13 | 15 | 16 | 108 | 109 | 169 |  |  |  | 611 | 686 | 835 | 195 | 234.99 | 337 | 274 | 318 | 420 | 2253 | 2423 | 2531 | 3246 | 3536 | 3955 | 26.4 | 35 | 43 | 79 | 83 | 83
甘肃省 |  |  | 6 | 2062 | 2262 | 2257 | 1 | 1 | 0 | [6 empty] | 3 | 6 | 6 | 7 | 8 | 14 | 943 | 957 | 967 |  |  |  | 1297 | 1373 | 1725 | 836 | 891.32 | 1069 | 924 | 982 | 1146 | 2104 | 2308 | 2309 | 5268 | 5620 | 6152 | 30 | 31 | 32 | 71 | 74 | 77
湖南省 | 6 | 6 | 12 | 2039 | 2024 | 2228 | 8 | 8 | 2 | 7 | 5 | 5 | 2.7 | 6 | 9 | 43 | 43 | 43 | 30 | 35 | 59 | 1612 | 1581 | 1578 |  |  |  | 427 | 669 | 803 | 155 | 190.62 | 219 | 344 | 391 | 450 | 2280 | 2269 | 2502 | 4669 | 4915 | 5344 | 150.3 | 147 | 156 | 189 | 200 | 231
江西省 |  |  |  | 1925 | 2056 | 2260 | 13 | 14 | 10 |  |  |  | 3.1 | 4 | 4 | 27 | 33 | 36 | 17 | 43 | 73 | 661 | 660 | 677 |  |  |  | 286 | 510 | 547 | 367 | 476.66 | 552 | 630 | 776 | 911 | 2205 | 2455 | 2711 | 3782 | 4401 | 4847 | 220.9 | 305 | 328 | 262 | 299 | 359
广西壮族自治区 |  |  |  | 1858 | 1859 | 1965 | 35 | 54 | 51 |  |  |  | 1.8 | 3 | 2 | 166 | 181 | 189 | 16 | 23 | 43 | 1681 | 1759 | 1768 | 217 | 217 | 217 | 287 | 653 | 755 | 105 | 162.46 | 258 | 135 | 205 | 312 | 2294 | 2344 | 2481 | 4615 | 5178 | 5533 | 218.2 | 224 | 231 | 29 | 40 | 54
吉林省 |  |  |  | 1733 | 1733 | 1706 | 1 | 1 | 1 |  |  |  | 0.3 | 1 | 1 | 55 | 61 | 83 | 19 | 19 | 25 | 445 | 510 | 619 |  |  |  | 557 | 577 | 665 | 205 | 260.91 | 266 | 274 | 338 | 346 | 1845 | 1852 | 1855 | 3122 | 3278 | 3485 | 37.7 | 37 | 39 | 69 | 76 | 80
上海市 |  |  |  | 1502 | 1502 | 1502 | 765 | 766 | 811 | 86 | 61 | 61 | 1.8 | 2 | 3 |  |  |  | 41 | 41 | 53 | [6 empty] | 81 | 82 | 107 | 6 | 19.7 | 24 | 109 | 137 | 168 | 2475 | 2450 | 2510 | 2664 | 2669 | 2786 | 78.2 | 78 | 80 | 102 | 117 | 144
重庆市 |  |  |  | 1319 | 1329 | 1329 | 168 | 149 | 140 |  |  |  | 0.6 | 1 | 1 | 7 | 7 | 7 | 25 | 28 | 45 | 772 | 779 | 789 |  |  |  | 64 | 97 | 169 | 58 | 49.17 | 54 | 65 | 67 | 63 | 1548 | 1545 | 1553 | 2448 | 2488 | 2574 | 28.4 | 31 | 31 | 65 | 7 | 9
云南省 |  | 0.2 | 0.2 | 1298 | 1298 | 1298 | 3 | 3 | 2.6 |  |  |  |  | 0.2 | 0.4 | 27 | 27 | 27 | 17 | 22 | 33 | 6873 | 7480 | 7823 |  |  |  | 863 | 881 | 886 | 350 | 295.43 | 350 | 375 | 388 | 397 | 1509 | 1517 | 1529 | 9620 | 10266 | 10635 | 164 | 166.8 | 168 | 25 | 38 | 47
天津市 |  |  |  | 1225 | 1230 | 1224 | 382 | 382 | 564 |  |  | 18 |  |  |  | 4 | 4 | 4 | 12 | 30 | 41 | 1 | 1 | 1 |  |  |  | 60 | 85 | 130 | 104 | 118.84 | 119 | 143 | 164 | 178 | 1639 | 1668 | 1884 | 1842 | 1917 | 2192 | 16 | 22 | 33 | 38 | 45 | 59
四川省 |  |  |  | 1216 | 1212 | 1412 | 126 | 128 | 115 |  |  |  | 3.5 | 5 | 5 | 15 | 18 | 18 | 47 | 61 | 95 | 7846 | 7892 | 8887 |  |  |  | 325 | 426 | 527 | 169 | 169.01 | 169 | 188 | 191 | 196 | 1570 | 1596 | 1825 | 9929 | 10105 | 11435 | 162.5 | 172 | 180 | 19 | 22 | 27
青海省 |  |  |  | 375 | 375 | 375 | 0.4 | 0.5 | 0 |  |  |  | 0.4 | 1 | 1 | [6 empty] | 1192 | 1193 | 1193 |  |  |  | 462 | 843 | 896 | 1086 | 1532.09 | 1616 | 1122 | 1601 | 1632 | 393 | 393 | 393 | 3168 | 4030 | 4114 | 16.6 | 16 | 17 | 15 | 17 | 16
海南省 | 11 |  |  | 352 | 324 | 324 | 73 | 169 | 214 |  |  |  | 0.5 | 1 | 1 | 24 | 24 | 24 | 8 | 21 | 27 | 154 | 151 | 153 | 130 | 130 | 130 | 29 | 29 | 29 | 127 | 108.01 | 128 | 129 | 143 | 147 | 465 | 546 | 598 | 918 | 999 | 1056 | 8.5 | 7 | 8 | 13 | 16 | 19
北京市 |  |  |  | 85 | 77 | 77 | 993 | 1000 | 998 | 22 | 22 | 22 |  | 2 | 2 |  |  |  | 35 | 37 | 37 | 99 | 99 | 99 |  |  |  | 19 | 19 | 24 | 5 | 5.1 | 5 | 51 | 62 | 80 | 1135 | 1136 | 1137 | 1304 | 1316 | 1340 | 1 | 0 | 1 | 46 | 56 | 75
西藏自治区 | 4 | 4 | 4 |  |  | 0 |  |  | 0 | 38 | 39 | 39 | [6 empty] | 2 | 2 | 2 | 170 | 210 | 291 |  |  |  | 1 | 1 | 3 | 110 | 136.26 | 137 | 110 | 137 | 139 | 42 | 43 | 43 | 327 | 395 | 480 | 2 | 2 | 2 |  |  | 2

## 19-22 Installation
Yearly Added Capacity (10^4 KW) | Wind | Wind | Wind | Wind | Nuclear | Nuclear | Nuclear | Nuclear | biomass | biomass | biomass | biomass | municipal solid waste | municipal solid waste | municipal solid waste | municipal solid waste | waste heat recovery | waste heat recovery | waste heat recovery | waste heat recovery | hard coal | hard coal | hard coal | hard coal | lignite | lignite | lignite | lignite | natural gas | natural gas | natural gas | natural gas | natural gas | natural gas | natural gas | natural gas | biomass | biomass | biomass | biomass | hydro | hydro | hydro | hydro | pumped hydro | pumped hydro | pumped hydro | pumped hydro | solar | solar | solar | solar
| 风电 |  |  |  | 核电 |  |  |  | 火电-其他火电-秸杆、蔗渣、林木质发电 |  |  |  | 火电-其他火电-垃圾焚烧发电 |  |  |  | 火电-其他火电-余温、余压、余气发电 |  |  |  | 火电-燃煤-常规燃煤 |  |  |  | 火电-燃煤-煤矸石发电 |  |  |  | 火电-燃气-常规燃气 |  |  |  | 火电-燃气-煤层气发电 |  |  |  | 火电-燃气-沼气发电 |  |  |  | 水电-常规水电 |  |  |  | 水电-抽水蓄能 |  |  |  | 太阳能
| 2019 | 2020 | 2021 | 2022 | 2019 | 2020 | 2021 | 2022 | 2019 | 2020 | 2021 | 2022 | 2019 | 2020 | 2021 | 2022 | 2019 | 2020 | 2021 | 2022 | 2019 | 2020 | 2021 | 2022 | 2019 | 2020 | 2021 | 2022 | 2019 | 2020 | 2021 | 2022 | 2019 | 2020 | 2021 | 2022 | 2019 | 2020 | 2021 | 2022 | 2019 | 2020 | 2021 | 2022 | 2019 | 2020 | 2021 | 2022 | 2019 | 2020 | 2021 | 2022
全国 | 2571.89 | 7211.65 | 4733.92 | 3861 | 408.6 | 111.8 | 339.78 | 228 | 117.53 | 221.85 | 211.75 | 99 | 273.16 | 300.23 | 629.76 | 288 | 165.83 | 283.39 | 388.32 | 616 | 3096.44 | 3861.3 | 2805.3 | 2652 | 140 | 168.8 | 0 | 0 | 628.95 | 810.64 | 626.03 | 640.5 | 0 | 12.2 | 0 | 0 | 1.42 | 1.2 | 13.39 | 14.7 | 414.61 | 1192.51 | 1828.65 | 2372.94 | 30 | 120 | 520 | 880 | 2652.05 | 4820.22 | 5491.2 | 8822
北京市 |  | 4.97 | 4.95 | [9 empty] | 10.5 | 2 | [14 empty] | 15.5 | 6.7 | [8 empty] | 0.62 | 0.4 |  |  |  | 3 |  |  |  |  | 11.26 | 10.56 | 18.52 | 15
天津市 | 12.95 | 31.81 | 45.95 | 15 | [8 empty] | 2 | 17.1 | 10.6 | 1 |  | 7.2 | 16.1 | 11 | 35 | 5 | 39 | [5 empty] | 93 | 65 | 0.04 | [8 empty] | 0.2 |  |  |  | 0.1 |  |  |  |  | 22.54 | 20.81 | 12.98 | 40
河北省 | 238.38 | 641.57 | 270.4 | 250 |  |  |  |  | 1.2 | 13.35 | 4.5 |  | 10.15 | 9.1 | 87.2 | 10 | 7.7 | 8.82 | 46.56 | 4 | 242 | 283.5 | 12.65 | [5 empty] | 45.36 | 46.62 | [8 empty] | 0.12 |  | 0.04 | 0.27 | 1.04 | 152 |  |  | 60 | 150 | 235.65 | 715.08 | 730.85 | 934
山西省 | 214.16 | 719.95 | 149.06 | 195 | [5 empty] | 1.8 | 14.4 | 4 |  |  | 6.3 | 4 | 2.43 | 2 | 0.15 | 41 |  | 103.8 | 633 | 241 | 70 | 167 |  |  |  |  | 0.98 |  |  | 9.7 | [6 empty] | 0.07 | 0.06 | 0.32 | 0.4 |  |  |  |  | 157.98 | 220.3 | 149.25 | 237
内蒙古自治区 | 124.39 | 843.24 | 156.75 | 551 | [5 empty] | 6 | 10.25 | 1 |  | 1.5 | 3.9 | 1 |  | 1.25 | 32.25 | 36 | 340 | 414.1 | 302 | 604 | 70 | [23 empty] | 123.36 | 147.08 | 173.92 | 151
辽宁省 | 77.63 | 147.39 | 78.25 | 90 |  |  | 111.88 | 112 |  | 6.12 | 10.4 | 18 |  | 1.8 | 20.3 | 15 | 1.61 |  | 11.97 | 19 |  | 80 | 66 | 88 | [5 empty] | 10 | [11 empty] | 0.11 | 0.42 | 0.04 |  |  |  |  | 34.05 | 56.41 | 77.72 | 123
吉林省 | 41.23 | 38.97 | 129.91 | 478 | [5 empty] | 3.5 | 12.5 | 3 |  |  | 2.85 | [25 empty] | 60.41 | 68.53 | 8 | 37 |  |  | 105 | 35 | 9.32 | 58.7 | 9 | 41
黑龙江省 | 12.2 | 75.8 | 148.72 | 109 |  |  |  |  | 30.98 | 32.4 | 71.5 | 28 | 1.5 | 2.4 | 0.75 | 10 | 1.91 | 9.6 | 9.2 | 8 | 47.15 | 134.8 | 52.9 | 7 |  |  |  |  | 6.5 | 0.6 | 0.3 | [9 empty] | 4.18 | 2.05 |  | 91 |  |  | 30 | 90 | 59.1 | 43.52 | 102.12 | 56
上海市 | 11.2 | 1.2 | 25.19 | [9 empty] | 15 |  | 12 | 13 | 0.21 | 0.55 | 0.96 | 15 |  |  |  | 65 |  |  |  |  | 99.26 |  | 47.4 | [17 empty] | 19.99 | 28.06 | 31.68 | 27
江苏省 | 175.86 | 505.78 | 676.68 | 50 |  | 111.8 | 111.8 |  | 7.5 | 20.5 | 8 | 1 | 33.67 | 24.1 | 44.2 | 8 | 14.89 | 13.17 | 23.48 | 26 | 289.2 | 22.55 | 33.5 | 9 |  |  |  |  | 110.78 | 87.86 | 215.63 | 68 | [10 empty] | 0.14 | 0.1 |  |  |  |  | 158.79 | 197.79 | 231.98 | 593
浙江省 | 14.8 | 27.4 | 206.56 | 83 |  |  |  |  | 1.5 | 1.5 |  | 5 | 18.3 | 50.1 | 58.05 | 11 | 14.68 | 11.11 | 4.8 | 4 | 10.31 | 149.3 | 94.95 | 22 |  |  |  |  | 2.99 |  |  | 64 | [8 empty] | 29.73 | 3.49 | 4.59 | 108 |  |  | 105 | 105 | 204.87 | 177.86 | 362.51 | 697
安徽省 | 30.15 | 133.89 | 99.7 | 79 |  |  |  |  | 10.85 | 14 | 7.2 | 3 | 9.75 | 10.15 | 19.28 | 8 | 19.2 | 28.73 | 27.66 | 17 | 100 | 6 | 19.8 | 205 |  | 1.8 | [5 empty] | 14 | [8 empty] | 5.58 | 15.89 | 4.23 | 135 | 30 | 120 | 30 | 120 | 137.28 | 115.85 | 337.2 | 447
福建省 | 81.55 | 109.18 | 254.55 | 11 |  |  | 116.1 | 116 |  |  |  | 2 | 7.2 | 20.48 | 12.5 | 6 | 23.89 | 5.69 | 17.52 | 17 | 12 | 148 | 112.1 | 105 |  |  |  |  | 0.3 |  |  | 0.1 | [7 empty] | 0.1 | 7.79 | 12.69 | 2.56 | 166 |  |  | 60 | 150 | 22.31 | 33.44 | 75.01 | 188
江西省 | 61.37 | 207.87 | 35.84 | 8 | [5 empty] | 6 | 6 |  |  | 24.65 | 30.5 | 15 | 0.32 | 86.57 | 20.35 | 39 |  | 138 | 204 | 332 | [13 empty] | 1.2 |  |  | 34.65 | 11.55 | 18.62 | 21 |  |  |  |  | 99.06 | 144.37 | 135.26 | 315
山东省 | 212.58 | 439.96 | 146.04 | 359 | 125 |  |  |  | 30 | 39.58 | 19.2 | 11 | 30.6 | 32.7 | 41.9 | 9 | 28.19 | 27.08 | 122.58 | 86 | 125 | 521.3 | 157.1 | 321 |  |  |  |  | 0.66 |  | 1.95 | 4 | [7 empty] | 2 | 0.14 |  |  | 60 |  |  | 60 | 60 | 256.3 | 647.2 | 1070.5 | 927
河南省 | 326.54 | 723.88 | 331.98 | 52 |  |  |  |  | 1.8 | 46.35 | 23.9 | 5 | 7.95 | 28.1 | 54.75 | 25 | 12.85 | 3.2 | 12.97 | 45 | 203.7 | 148.45 | 173.4 | 8 |  |  |  |  | 35 | 20 | [10 empty] | 5.1 |  |  | 4 |  |  |  |  | 71.56 | 120.72 | 380.97 | 778
湖北省 | 75.74 | 91.31 | 217.87 | 59 |  |  |  |  | 14 | 8.6 |  |  | 1.75 | 9.65 | 11.1 | 20 | 7.65 | 15.7 | 13.69 | 46 | 301 | 138.3 | 12.4 | [6 empty] | 15.4 | 24.56 | [9 empty] | 6.22 | 65.33 | 15.99 | 16 |  |  |  |  | 124.77 | 76.09 | 256.25 | 456
湖南省 | 71.11 | 241.41 | 134.61 | 98 |  |  |  |  | 1.5 |  | 2 |  | 1.5 | 0.6 | 21.75 | 16 | 12.25 | 4.69 | 5.3 | 17 | 3.4 | 0.2 | 206.6 | 106 |  |  |  |  | 0.65 | [9 empty] | 3 |  | 50.79 | 22.7 | 5.29 | 15 |  |  |  |  | 39.88 | 46.87 | 59.43 | 185
广东省 | 30.54 | 110.54 | 630.2 | 161 | 283.6 | [5 empty] | 7 |  | 71.1 |  | 77.25 | 40 |  |  |  |  | 235 | 300 | 200 | 60 |  |  |  |  | 172.95 | 441.46 | 244.98 | 321 |  |  |  |  | 1.42 |  | 9.65 | 12 |  |  |  | 170 |  |  | 70 | 170 | 103.6 | 189.12 | 223.04 | 570
广西壮族自治区 | 90.03 | 353.66 | 99.56 | 191 |  |  |  |  | 6.7 | 16.15 | 7.9 | 8 | 4.7 | 6.1 | 19.5 | 16 |  | 10 | 3.3 | 11 |  | 1.5 | 105.6 | 200 | [5 empty] | 15 |  | 0.4 | [8 empty] | 28.84 | 69.44 | 8.18 | 44 |  |  |  |  | 9.58 | 72.5 | 107.15 | 208
海南省 | [11 empty] | 4 |  | 2 | 9.58 | 3 |  |  |  | 2 | [8 empty] | 46 | 96 | 48.71 | 147 | [10 empty] | 0.6 | 0.3 |  |  |  |  | 7.16 | 0.5 | 25.93 | 99
重庆市 | 18.4 | 28.03 | 69.9 | 29 | [9 empty] | 12.15 | 16.7 | 6 | 5.21 | 4.3 |  | 20 |  |  |  | 66 | [16 empty] | 5.7 | 3.73 | 10 | 13 |  |  |  |  | 22.03 | 3.97 | 6.82 | 6
四川省 | 66.29 | 100.37 | 103.8 | 74 |  |  |  |  | 6 | 3 |  |  | 13.89 | 17.15 | 34 | 12 | 2.34 | 12.71 | 1.68 | 22 | 3 |  | 200 | [7 empty] | 0.75 |  |  | 2.5 | [6 empty] | 26.91 | 412.59 | 1014.57 | 731 |  |  |  |  | 6.96 | 2.55 | 4.78 | 14
贵州省 | 78.13 | 149.35 | 28.9 | 12 | [8 empty] | 24 | 6 | 7 | 17 |  |  |  |  | 81 | [9 empty] | 5.63 | 7 | [8 empty] | 5.3 | 13.1 | 2 | [5 empty] | 45.28 | 546.74 | 147.33 | 283
云南省 | 7.35 | 25.65 | 5 | 109 | [9 empty] | 5 | 10.5 | 8 | [24 empty] | 92.25 | 340 | 470 | 507 |  |  |  |  | 33 | 2 | 63.85 | 246
西藏自治区 |  |  | 2.2 | [37 empty] | 13.74 | 38.83 | 80.91 | 2 |  |  |  |  | 12 | 27.17 | 2.43 | 41
陕西省 | 117.35 | 344.29 | 129.74 | 142 |  |  |  |  | 4 |  | 4 | 6 | 6 | 15 | 1.5 | 9 | 3.05 | 8.22 | 4.8 | 54 | 416.9 | 560.5 | 2.5 | 110 | [7 empty] | 15 | [8 empty] | 10.86 | 29.39 | 13.01 | 42 |  |  |  |  | 181.55 | 138.68 | 229.65 | 218
甘肃省 | 12 | 76 | 351.34 | 349 | [5 empty] | 3 |  |  |  | 1.2 | 6 | 2 |  |  | 0.9 |  |  | 200 |  | 1 | [16 empty] | 15.25 | 12.5 | 14.96 | 6 |  |  |  |  | 80.62 | 56.99 | 164.45 | 272
青海省 | 195.2 | 378.65 | 52.97 | 88 | [13 empty] | 0.15 | 0.25 | 14 | [20 empty] | 0.3 | 0.57 | 0.34 | 6 |  |  |  |  | 142.45 | 457 | 63 | 262
宁夏回族自治区 | 109.81 | 260.49 | 78.65 | 10 | [10 empty] | 1.2 | 3 | 0.65 | 1.2 | 8.4 | 24 | 366 | 132 |  | 97 | [16 empty] | 0.36 | 0.04 | [6 empty] | 123.39 | 282.04 | 187.65 | 200
新疆维吾尔自治区 | 64.95 | 399.04 | 68.65 | 209 |  |  |  |  | 1.5 |  | 3 |  | 3.6 | 1.2 | 8.6 |  | 6.8 | 21.45 | 3.45 | 38 | 285.78 | 374 | 177.8 | 5 | [5 empty] | 6 | 35.1 | [9 empty] | 10.4 | 69.65 | 152.88 | 43 |  |  |  |  | 96.36 | 180.25 | 49.97 | 193
Yearly Added Capacity (MW) | biomass | hard coal | hydro | lignite | municipal solid waste | natural gas | Nuclear | pumped hydro | solar | waste heat recovery | Wind | petroleum | crude oil | heavy or residual fuel oil | biomass | hard coal | hydro | lignite | municipal solid waste | natural gas | Nuclear | pumped hydro | solar | waste heat recovery | Wind | petroleum | crude oil | heavy or residual fuel oil | biomass | hard coal | hydro | lignite | municipal solid waste | natural gas | Nuclear | pumped hydro | solar | waste heat recovery | Wind | petroleum | crude oil | heavy or residual fuel oil | biomass | hard coal | hydro | lignite | municipal solid waste | natural gas | Nuclear | pumped hydro | solar | waste heat recovery | Wind | petroleum | crude oil | heavy or residual fuel oil
| 2019 | 2019 | 2019 | 2019 | 2019 | 2019 | 2019 | 2019 | 2019 | 2019 | 2019 | 2019 | 2019 | 2019 | 2020 | 2020 | 2020 | 2020 | 2020 | 2020 | 2020 | 2020 | 2020 | 2020 | 2020 | 2020 | 2020 | 2020 | 2021 | 2021 | 2021 | 2021 | 2021 | 2021 | 2021 | 2021 | 2021 | 2021 | 2021 | 2021 | 2021 | 2021 | 2022 | 2022 | 2022 | 2022 | 2022 | 2022 | 2022 | 2022 | 2022 | 2022 | 2022 | 2022 | 2022 | 2022
全国 | 1189.5 | 30964.4 | 4146.1 | 1400 | 2731.6 | 6289.5 | 4086 | 300 | 26520.5 | 1658.3 | 25718.9 | 0 | 0 | 0 | 2230.5 | 38613 | 11925.1 | 1688 | 3002.3 | 8228.4 | 1118 | 1200 | 48202.2 | 2833.9 | 72116.5 | 0 | 0 | 0 | 2251.4 | 28053 | 18286.5 | 0 | 6297.6 | 6260.3 | 3397.8 | 5200 | 54912 | 3883.2 | 47339.2 | 0 | 0 | 0 | 1137 | 26520 | 23729.4 | 0 | 2880 | 6405 | 2280 | 8800 | 88220 | 6160 | 38610 | 0 | 0 | 0
北京市 | 0 | 0 | 0 | 0 | 105 | 155 | 0 | 0 | 112.6 | 0 | 0 | 0 | 0 | 0 | 0 | 0 | 0 | 0 | 20 | 67 | 0 | 0 | 105.6 | 0 | 49.7 | 0 | 0 | 0 | 6.2 | 0 | 0 | 0 | 0 | 0 | 0 | 0 | 185.2 | 0 | 49.5 | 0 | 0 | 0 | 4 | 0 | 30 | 0 | 0 | 0 | 0 | 0 | 150 | 0 | 0 | 0 | 0 | 0
天津市 | 0 | 350 | 0 | 0 | 20 | 930 | 0 | 0 | 225.4 | 0 | 129.5 | 0 | 0 | 0 | 0 | 50 | 0 | 0 | 171 | 650 | 0 | 0 | 208.1 | 72 | 318.1 | 0 | 0 | 0 | 0 | 390 | 0 | 0 | 106 | 0.4 | 0 | 0 | 129.8 | 161 | 459.5 | 0 | 0 | 0 | 2 | 0 | 1 | 0 | 10 | 0 | 0 | 0 | 400 | 110 | 150 | 0 | 0 | 0
河北省 | 12 | 2420 | 0.4 | 0 | 101.5 | 453.6 | 0 | 0 | 2356.5 | 77 | 2383.8 | 0 | 0 | 0 | 133.5 | 2835 | 2.7 | 0 | 91 | 466.2 | 0 | 0 | 7150.8 | 88.2 | 6415.7 | 0 | 0 | 0 | 46.2 | 126.5 | 10.4 | 0 | 872 | 0 | 0 | 600 | 7308.5 | 465.6 | 2704 | 0 | 0 | 0 | 0 | 0 | 1520 | 0 | 100 | 0 | 0 | 1500 | 9340 | 40 | 2500 | 0 | 0 | 0
山西省 | 0 | 0 | 0.7 | 700 | 0 | 0 | 0 | 0 | 1579.8 | 24.3 | 2141.6 | 0 | 0 | 0 | 18 | 1038 | 0.6 | 1670 | 0 | 97 | 0 | 0 | 2203 | 20 | 7199.5 | 0 | 0 | 0 | 144 | 6330 | 3.2 | 0 | 63 | 9.8 | 0 | 0 | 1492.5 | 1.5 | 1490.6 | 0 | 0 | 0 | 40 | 2410 | 4 | 0 | 40 | 0 | 0 | 0 | 2370 | 410 | 1950 | 0 | 0 | 0
内蒙古自治区 | 0 | 3400 | 0 | 700 | 0 | 0 | 0 | 0 | 1233.6 | 0 | 1243.9 | 0 | 0 | 0 | 60 | 4141 | 0 | 0 | 15 | 0 | 0 | 0 | 1470.8 | 12.5 | 8432.4 | 0 | 0 | 0 | 102.5 | 3020 | 0 | 0 | 39 | 0 | 0 | 0 | 1739.2 | 322.5 | 1567.5 | 0 | 0 | 0 | 10 | 6040 | 0 | 0 | 10 | 0 | 0 | 0 | 1510 | 360 | 5510 | 0 | 0 | 0
辽宁省 | 0 | 0 | 0 | 0 | 0 | 0 | 0 | 0 | 340.5 | 16.1 | 776.3 | 0 | 0 | 0 | 61.2 | 800 | 1.1 | 0 | 18 | 100 | 0 | 0 | 564.1 | 0 | 1473.9 | 0 | 0 | 0 | 104 | 660 | 4.2 | 0 | 203 | 0 | 1118.8 | 0 | 777.2 | 119.7 | 782.5 | 0 | 0 | 0 | 180 | 880 | 0.4 | 0 | 150 | 0 | 1120 | 0 | 1230 | 190 | 900 | 0 | 0 | 0
吉林省 | 0 | 0 | 604.1 | 0 | 0 | 0 | 0 | 0 | 93.2 | 0 | 412.3 | 0 | 0 | 0 | 35 | 0 | 685.3 | 0 | 0 | 0 | 0 | 0 | 587 | 0 | 389.7 | 0 | 0 | 0 | 125 | 0 | 80 | 0 | 28.5 | 0 | 0 | 1050 | 90 | 0 | 1299.1 | 0 | 0 | 0 | 30 | 0 | 370 | 0 | 0 | 0 | 0 | 350 | 410 | 0 | 4780 | 0 | 0 | 0
黑龙江省 | 309.8 | 471.5 | 41.8 | 0 | 15 | 65 | 0 | 0 | 591 | 19.1 | 122 | 0 | 0 | 0 | 324 | 1348 | 20.5 | 0 | 24 | 6 | 0 | 0 | 435.2 | 96 | 758 | 0 | 0 | 0 | 715 | 529 | 0 | 0 | 7.5 | 3 | 0 | 300 | 1021.2 | 92 | 1487.2 | 0 | 0 | 0 | 280 | 70 | 910 | 0 | 100 | 0 | 0 | 900 | 560 | 80 | 1090 | 0 | 0 | 0
上海市 | 0 | 0 | 0 | 0 | 150 | 992.6 | 0 | 0 | 199.9 | 2.1 | 112 | 0 | 0 | 0 | 0 | 0 | 0 | 0 | 0 | 0 | 0 | 0 | 280.6 | 5.5 | 12 | 0 | 0 | 0 | 0 | 0 | 0 | 0 | 120 | 474 | 0 | 0 | 316.8 | 9.6 | 251.9 | 0 | 0 | 0 | 0 | 650 | 0 | 0 | 130 | 0 | 0 | 0 | 270 | 150 | 0 | 0 | 0 | 0
江苏省 | 75 | 2892 | 0 | 0 | 336.7 | 1107.8 | 0 | 0 | 1587.9 | 148.9 | 1758.6 | 0 | 0 | 0 | 205 | 225.5 | 0 | 0 | 241 | 878.6 | 1118 | 0 | 1977.9 | 131.7 | 5057.8 | 0 | 0 | 0 | 80 | 335 | 1.4 | 0 | 442 | 2156.3 | 1118 | 0 | 2319.8 | 234.8 | 6766.8 | 0 | 0 | 0 | 10 | 90 | 1 | 0 | 80 | 680 | 0 | 0 | 5930 | 260 | 500 | 0 | 0 | 0
浙江省 | 15 | 103.1 | 297.3 | 0 | 183 | 29.9 | 0 | 0 | 2048.7 | 146.8 | 148 | 0 | 0 | 0 | 15 | 1493 | 34.9 | 0 | 501 | 0 | 0 | 0 | 1778.6 | 111.1 | 274 | 0 | 0 | 0 | 0 | 949.5 | 45.9 | 0 | 580.5 | 0 | 0 | 1050 | 3625.1 | 48 | 2065.6 | 0 | 0 | 0 | 50 | 220 | 1080 | 0 | 110 | 640 | 0 | 1050 | 6970 | 40 | 830 | 0 | 0 | 0
安徽省 | 108.5 | 1000 | 55.8 | 0 | 97.5 | 0 | 0 | 300 | 1372.8 | 192 | 301.5 | 0 | 0 | 0 | 140 | 60 | 158.9 | 18 | 101.5 | 0 | 0 | 1200 | 1158.5 | 287.3 | 1338.9 | 0 | 0 | 0 | 72 | 198 | 42.3 | 0 | 192.8 | 0 | 0 | 300 | 3372 | 276.6 | 997 | 0 | 0 | 0 | 30 | 2050 | 1350 | 0 | 80 | 140 | 0 | 1200 | 4470 | 170 | 790 | 0 | 0 | 0
福建省 | 0 | 120 | 77.9 | 0 | 72 | 3 | 0 | 0 | 223.1 | 238.9 | 815.5 | 0 | 0 | 0 | 0 | 1480 | 126.9 | 0 | 204.8 | 0 | 0 | 0 | 334.4 | 56.9 | 1091.8 | 0 | 0 | 0 | 0 | 1121 | 25.6 | 0 | 125 | 0 | 1161 | 600 | 750.1 | 175.2 | 2545.5 | 0 | 0 | 0 | 21 | 1050 | 1660 | 0 | 60 | 1 | 1160 | 1500 | 1880 | 170 | 110 | 0 | 0 | 0
江西省 | 0 | 0 | 346.5 | 0 | 0 | 0 | 0 | 0 | 990.6 | 3.2 | 613.7 | 0 | 0 | 0 | 72 | 1380 | 115.5 | 0 | 246.5 | 0 | 0 | 0 | 1443.7 | 865.7 | 2078.7 | 0 | 0 | 0 | 60 | 2040 | 186.2 | 0 | 305 | 0 | 0 | 0 | 1352.6 | 203.5 | 358.4 | 0 | 0 | 0 | 0 | 3320 | 210 | 0 | 150 | 0 | 0 | 0 | 3150 | 390 | 80 | 0 | 0 | 0
山东省 | 300 | 1250 | 1.4 | 0 | 306 | 6.6 | 1250 | 0 | 2563 | 281.9 | 2125.8 | 0 | 0 | 0 | 395.8 | 5213 | 0 | 0 | 327 | 0 | 0 | 0 | 6472 | 270.8 | 4399.6 | 0 | 0 | 0 | 192 | 1571 | 0 | 0 | 419 | 19.5 | 0 | 600 | 10705 | 1225.8 | 1460.4 | 0 | 0 | 0 | 130 | 3210 | 600 | 0 | 90 | 40 | 0 | 600 | 9270 | 860 | 3590 | 0 | 0 | 0
河南省 | 18 | 2037 | 51 | 0 | 79.5 | 350 | 0 | 0 | 715.6 | 128.5 | 3265.4 | 0 | 0 | 0 | 463.5 | 1484.5 | 0 | 0 | 281 | 200 | 0 | 0 | 1207.2 | 32 | 7238.8 | 0 | 0 | 0 | 239 | 1734 | 0 | 0 | 547.5 | 0 | 0 | 0 | 3809.7 | 129.7 | 3319.8 | 0 | 0 | 0 | 50 | 80 | 40 | 0 | 250 | 0 | 0 | 0 | 7780 | 450 | 520 | 0 | 0 | 0
湖北省 | 140 | 3010 | 62.2 | 0 | 17.5 | 0 | 0 | 0 | 1247.7 | 76.5 | 757.4 | 0 | 0 | 0 | 86 | 1383 | 653.3 | 0 | 96.5 | 154 | 0 | 0 | 760.9 | 157 | 913.1 | 0 | 0 | 0 | 0 | 124 | 159.9 | 0 | 111 | 245.6 | 0 | 0 | 2562.5 | 136.9 | 2178.7 | 0 | 0 | 0 | 0 | 0 | 160 | 0 | 200 | 0 | 0 | 0 | 4560 | 460 | 590 | 0 | 0 | 0
湖南省 | 15 | 34 | 507.9 | 0 | 15 | 6.5 | 0 | 0 | 398.8 | 122.5 | 711.1 | 0 | 0 | 0 | 0 | 2 | 227 | 0 | 6 | 0 | 0 | 0 | 468.7 | 46.9 | 2414.1 | 0 | 0 | 0 | 50 | 2066 | 52.9 | 0 | 217.5 | 0 | 0 | 0 | 594.3 | 53 | 1346.1 | 0 | 0 | 0 | 0 | 1060 | 150 | 0 | 160 | 0 | 0 | 0 | 1850 | 170 | 980 | 0 | 0 | 0
广东省 | 14.2 | 2350 | 0 | 0 | 711 | 1729.5 | 2836 | 0 | 1036 | 0 | 305.4 | 0 | 0 | 0 | 0 | 3000 | 0 | 0 | 0 | 4414.6 | 0 | 0 | 1891.2 | 0 | 1105.4 | 0 | 0 | 0 | 166.5 | 2000 | 0 | 0 | 772.5 | 2449.8 | 0 | 700 | 2230.4 | 0 | 6302 | 0 | 0 | 0 | 120 | 600 | 1700 | 0 | 400 | 3210 | 0 | 1700 | 5700 | 0 | 1610 | 0 | 0 | 0
广西壮族自治区 | 67 | 0 | 288.4 | 0 | 47 | 0 | 0 | 0 | 95.8 | 0 | 900.3 | 0 | 0 | 0 | 161.5 | 15 | 694.4 | 0 | 61 | 150 | 0 | 0 | 725 | 100 | 3536.6 | 0 | 0 | 0 | 79 | 1056 | 81.8 | 0 | 195 | 0 | 0 | 0 | 1071.5 | 33 | 995.6 | 0 | 0 | 0 | 80 | 2000 | 440 | 0 | 160 | 4 | 0 | 0 | 2080 | 110 | 1910 | 0 | 0 | 0
海南省 | 0 | 0 | 0 | 0 | 0 | 460 | 0 | 0 | 71.6 | 0 | 0 | 0 | 0 | 0 | 0 | 0 | 0 | 0 | 20 | 960 | 0 | 0 | 5 | 0 | 0 | 0 | 0 | 0 | 0 | 0 | 6 | 0 | 95.8 | 487.1 | 0 | 0 | 259.3 | 0 | 0 | 0 | 0 | 0 | 40 | 0 | 3 | 0 | 30 | 1470 | 0 | 0 | 990 | 20 | 0 | 0 | 0 | 0
重庆市 | 0 | 0 | 57 | 0 | 0 | 0 | 0 | 0 | 220.3 | 52.1 | 184 | 0 | 0 | 0 | 0 | 0 | 37.3 | 0 | 121.5 | 0 | 0 | 0 | 39.7 | 43 | 280.3 | 0 | 0 | 0 | 0 | 0 | 100 | 0 | 167 | 0 | 0 | 0 | 68.2 | 0 | 699 | 0 | 0 | 0 | 0 | 660 | 130 | 0 | 60 | 0 | 0 | 0 | 60 | 200 | 290 | 0 | 0 | 0
四川省 | 60 | 30 | 269.1 | 0 | 138.9 | 0 | 0 | 0 | 69.6 | 23.4 | 662.9 | 0 | 0 | 0 | 30 | 0 | 4125.9 | 0 | 171.5 | 25 | 0 | 0 | 25.5 | 127.1 | 1003.7 | 0 | 0 | 0 | 0 | 2000 | 10145.7 | 0 | 340 | 7.5 | 0 | 0 | 47.8 | 16.8 | 1038 | 0 | 0 | 0 | 0 | 0 | 7310 | 0 | 120 | 0 | 0 | 0 | 140 | 220 | 740 | 0 | 0 | 0
贵州省 | 0 | 810 | 53 | 0 | 240 | 0 | 0 | 0 | 452.8 | 0 | 781.3 | 0 | 0 | 0 | 0 | 0 | 131 | 0 | 60 | 0 | 0 | 0 | 5467.4 | 0 | 1493.5 | 0 | 0 | 0 | 0 | 0 | 20 | 0 | 70 | 56.3 | 0 | 0 | 1473.3 | 0 | 289 | 0 | 0 | 0 | 0 | 0 | 0 | 0 | 170 | 70 | 0 | 0 | 2830 | 0 | 120 | 0 | 0 | 0
云南省 | 0 | 0 | 922.5 | 0 | 0 | 0 | 0 | 0 | 330 | 0 | 73.5 | 0 | 0 | 0 | 0 | 0 | 3400 | 0 | 50 | 0 | 0 | 0 | 20 | 0 | 256.5 | 0 | 0 | 0 | 0 | 0 | 4700 | 0 | 105 | 0 | 0 | 0 | 638.5 | 0 | 50 | 0 | 0 | 0 | 0 | 0 | 5070 | 0 | 80 | 0 | 0 | 0 | 2460 | 0 | 1090 | 0 | 0 | 0
西藏自治区 | 0 | 0 | 137.4 | 0 | 0 | 0 | 0 | 0 | 120 | 0 | 0 | 0 | 0 | 0 | 0 | 0 | 388.3 | 0 | 0 | 0 | 0 | 0 | 271.7 | 0 | 0 | 0 | 0 | 0 | 0 | 0 | 809.1 | 0 | 0 | 0 | 0 | 0 | 24.3 | 0 | 22 | 0 | 0 | 0 | 0 | 0 | 20 | 0 | 0 | 0 | 0 | 0 | 410 | 0 | 0 | 0 | 0 | 0
陕西省 | 40 | 4169 | 108.6 | 0 | 60 | 0 | 0 | 0 | 1815.5 | 30.5 | 1173.5 | 0 | 0 | 0 | 0 | 5605 | 293.9 | 0 | 150 | 0 | 0 | 0 | 1386.8 | 82.2 | 3442.9 | 0 | 0 | 0 | 40 | 25 | 130.1 | 0 | 15 | 0 | 0 | 0 | 2296.5 | 48 | 1297.4 | 0 | 0 | 0 | 60 | 1100 | 420 | 0 | 90 | 150 | 0 | 0 | 2180 | 540 | 1420 | 0 | 0 | 0
甘肃省 | 0 | 0 | 152.5 | 0 | 0 | 0 | 0 | 0 | 806.2 | 0 | 120 | 0 | 0 | 0 | 30 | 2000 | 125 | 0 | 12 | 0 | 0 | 0 | 569.9 | 0 | 760 | 0 | 0 | 0 | 0 | 0 | 149.6 | 0 | 60 | 0 | 0 | 0 | 1644.5 | 9 | 3513.4 | 0 | 0 | 0 | 0 | 10 | 60 | 0 | 20 | 0 | 0 | 0 | 2720 | 0 | 3490 | 0 | 0 | 0
青海省 | 0 | 0 | 3 | 0 | 0 | 0 | 0 | 0 | 1424.5 | 0 | 1952 | 0 | 0 | 0 | 0 | 0 | 5.7 | 0 | 0 | 0 | 0 | 0 | 4570 | 1.5 | 3786.5 | 0 | 0 | 0 | 0 | 0 | 3.4 | 0 | 0 | 0 | 0 | 0 | 630 | 2.5 | 529.7 | 0 | 0 | 0 | 0 | 0 | 60 | 0 | 0 | 0 | 0 | 0 | 2620 | 140 | 880 | 0 | 0 | 0
宁夏回族自治区 | 0 | 3660 | 3.6 | 0 | 0 | 0 | 0 | 0 | 1233.9 | 6.5 | 1098.1 | 0 | 0 | 0 | 0 | 1320 | 0.4 | 0 | 0 | 0 | 0 | 0 | 2820.4 | 12 | 2604.9 | 0 | 0 | 0 | 0 | 0 | 0 | 0 | 12 | 0 | 0 | 0 | 1876.5 | 84 | 786.5 | 0 | 0 | 0 | 0 | 970 | 0 | 0 | 30 | 0 | 0 | 0 | 2000 | 240 | 100 | 0 | 0 | 0
新疆维吾尔自治区 | 15 | 2857.8 | 104 | 0 | 36 | 0 | 0 | 0 | 963.6 | 68 | 649.5 | 0 | 0 | 0 | 0 | 3740 | 696.5 | 0 | 12 | 60 | 0 | 0 | 1802.5 | 214.5 | 3990.4 | 0 | 0 | 0 | 30 | 1778 | 1528.8 | 0 | 86 | 351 | 0 | 0 | 499.7 | 34.5 | 686.5 | 0 | 0 | 0 | 0 | 50 | 430 | 0 | 0 | 0 | 0 | 0 | 1930 | 380 | 2090 | 0 | 0 | 0
Added Capacity for selected province (MW) | biomass | hard coal | hydro | lignite | municipal solid waste | natural gas | Nuclear | pumped hydro | solar | waste heat recovery | Wind | petroleum | crude oil | heavy or residual fuel oil | biomass | hard coal | hydro | lignite | municipal solid waste | natural gas | Nuclear | pumped hydro | solar | waste heat recovery | Wind | petroleum | crude oil | heavy or residual fuel oil | biomass | hard coal | hydro | lignite | municipal solid waste | natural gas | Nuclear | pumped hydro | solar | waste heat recovery | Wind | petroleum | crude oil | heavy or residual fuel oil | biomass | hard coal | hydro | lignite | municipal solid waste | natural gas | Nuclear | pumped hydro | solar | waste heat recovery | Wind | petroleum | crude oil | heavy or residual fuel oil
| 2019 | 2019 | 2019 | 2019 | 2019 | 2019 | 2019 | 2019 | 2019 | 2019 | 2019 | 2019 | 2019 | 2019 | 2020 | 2020 | 2020 | 2020 | 2020 | 2020 | 2020 | 2020 | 2020 | 2020 | 2020 | 2020 | 2020 | 2020 | 2021 | 2021 | 2021 | 2021 | 2021 | 2021 | 2021 | 2021 | 2021 | 2021 | 2021 | 2021 | 2021 | 2021 | 2022 | 2022 | 2022 | 2022 | 2022 | 2022 | 2022 | 2022 | 2022 | 2022 | 2022 | 2022 | 2022 | 2022
上海市 | 0 | 0 | 0 | 0 | 150 | 992.6 | 0 | 0 | 199.9 | 2.1 | 112 | 0 | 0 | 0 | 0 | 0 | 0 | 0 | 0 | 0 | 0 | 0 | 280.6 | 5.5 | 12 | 0 | 0 | 0 | 0 | 0 | 0 | 0 | 120 | 474 | 0 | 0 | 316.8 | 9.6 | 251.9 | 0 | 0 | 0 | 0 | 650 | 0 | 0 | 130 | 0 | 0 | 0 | 270 | 150 | 0 | 0 | 0 | 0

## Solar (PV and DR)
| 2017 | 2018 | 2019 | 2020 | 2021 | 2022 | 2017 | 2018 | 2019 | 2020 | 2021 | 2022 | 2019 | 2020 | 2021 | 2022 |  |  | 户用分布式 | 户用分布式 | 户用分布式
| 光伏电站 | [5 empty] | 分布式光伏 | [5 empty] | 户用分布式 | [5 empty] | 201910 | 202011 | 202112
全国 | 9384 | 12406 | 14167 | 17287.87 | 19847.94 | 23442.4 | 3658 | 5027 | 6263 | 7822.9 | 10750.8 | 15761.6 |  |  | 2159.6201 | 2526.7 | 北京 | 北京市 | 5.2133 | 0.9214 | 11.5264
北京市 | 3 | 5 | 5 | 5.1 | 5.1 | 5.1 | 22 | 35 | 46 | 56.4 | 75 | 90.2 |  |  | 11.5264 | 3.4 | 天津 | 天津市 | 0.81134 | 1.2011 | 2.7859
天津市 | 53 | 97 | 104 | 118.84 | 118.85 | 121.7 | 15 | 31 | 38 | 44.7 | 58.9 | 98.9 |  |  | 2.7859 | 10.1 | 河北 | 河北省 | 83.6801 | 215.4475 | 534.0746
河北省 | 517 | 856 | 962 | 1445.52 | 1658.84 | 1994.1 | 351 | 378 | 512 | 745.8 | 1262.5 | 1861.2 |  |  | 534.0746 | 506.2 | 其中：河北南网 | #N/A | 70.1347 | 195.6079 | 476.9627
山西省 | 530 | 681 | 857 | 1028.32 | 1101.84 | 1257 | 60 | 183 | 231 | 280.2 | 355.9 | 438.7 |  |  | 74.2915 | 76 | 冀北电网 | #N/A | 13.5454 | 19.8396 | 57.1119
内蒙古自治区 | 741 | 933 | 1001 | 1138 | 1299.5 | 1429.6 | 2 | 13 | 80 | 90.1 | 102.5 | 121.2 |  |  | 5.3501 | 6.2 | 山西 | 山西省 | 27.1894 | 45.8052 | 74.2915
辽宁省 | 185 | 219 | 246 | 281.89 | 317.5 | 381.3 | 38 | 83 | 97 | 117.9 | 160 | 219.3 |  |  | 29.1297 | 23 | 内蒙古 | 内蒙古自治区 | 3.9444 | 1.9904 | 5.3501
吉林省 | 107 | 203 | 205 | 260.91 | 265.79 | 294.6 | 52 | 62 | 69 | 76 | 80.1 | 92 |  |  | 4.9921 | 2.4 | 其中：蒙西 | #N/A | 0.17035 | 0.7594 | 1.2772
黑龙江省 | 64 | 141 | 195 | 234.99 | 329.99 | 366.9 | 30 | 74 | 80 | 82.7 | 89.8 | 108.4 |  |  | 2.2025 | 3.9 | 蒙东 | #N/A | 3.7741 | 1.231 | 4.0729
上海市 | 0 | 7 | 6 | 19.7 | 24.09 | 24 | 59 | 82 | 103 | 116.9 | 144.2 | 170.9 |  |  | 1.8567 | 1.3 | 辽宁 | 辽宁省 | 6.8309 | 14.6679 | 29.1297
江苏省 | 580 | 792 | 821 | 895.91 | 941.08 | 953.3 | 327 | 540 | 665 | 788.1 | 974.9 | 1555.2 |  |  | 43.9746 | 151.4 | 吉林 | 吉林省 | 2.9967 | 6.0682 | 4.9921
浙江省 | 315 | 361 | 414 | 412.17 | 577.03 | 613.4 | 499 | 777 | 925 | 1067.2 | 1264.8 | 1925.5 |  |  | 17.2588 | 11.2 | 黑龙江 | 黑龙江省 | 1.837 | 1.6807 | 2.2025
安徽省 | 565 | 677 | 773 | 825.56 | 947.02 | 1063.8 | 323 | 441 | 480 | 544.1 | 759.8 | 1090.3 |  |  | 137.238 | 251 | 上海 | 上海市 | 4.3568 | 1.2889 | 1.8567
福建省 | 0 | 37 | 38 | 37.8 | 39.16 | 39.2 | 109 | 111 | 131 | 164.3 | 237.9 | 425.8 |  |  | 47.4288 | 79.8 | 江苏 | 江苏省 | 21.9778 | 23.2824 | 43.9746
江西省 | 277 | 294 | 367 | 476.66 | 551.95 | 695.1 | 172 | 242 | 263 | 299.2 | 359.2 | 506.7 |  |  | 49.0241 | 96.6 | 浙江 | 浙江省 | 38.9471 | 23.759 | 17.2588
山东省 | 578 | 648 | 677 | 805.02 | 1008.97 | 1249.7 | 474 | 713 | 943 | 1467.4 | 2334.4 | 3020.2 |  |  | 763.2183 | 426.5 | 安徽 | 安徽省 | 18.2769 | 34.9132 | 137.238
河南省 | 492 | 600 | 600 | 603.85 | 625.8 | 628.8 | 211 | 391 | 454 | 570.8 | 929.8 | 1704.2 |  |  | 343.2272 | 691.3 | 福建 | 福建省 | 10.334 | 19.7597 | 47.4288
湖北省 | 236 | 335 | 420 | 485.66 | 713 | 975.6 | 177 | 175 | 201 | 211.9 | 239.6 | 340.1 |  |  | 7.3506 | 33.1 | 江西 | 江西省 | 9.8245 | 14.8327 | 49.0241
湖南省 | 86 | 126 | 155 | 190.62 | 220.15 | 286.1 | 90 | 166 | 189 | 200.1 | 231 | 349.8 |  |  | 19.0448 | 66.5 | 山东 | 山东省 | 189.7268 | 457.5407 | 763.2183
广东省 | 210 | 318 | 302 | 408.82 | 508.2 | 753.4 | 122 | 209 | 308 | 384.9 | 511.9 | 836.8 |  |  | 31.1558 | 42.1 | 河南 | 河南省 | 48.2795 | 105.3314 | 343.2272
广西壮族自治区 | 51 | 95 | 105 | 162.46 | 259.16 | 437.3 | 27 | 29 | 30 | 42.7 | 52.6 | 83 |  |  | 2.8014 | 2.2 | 湖北 | 湖北省 | 5.0884 | 3.005 | 7.3506
海南省 | 32 | 123 | 127 | 108.01 | 127.1 | 199.7 | 11 | 13 | 13 | 12.6 | 19.4 | 46.1 |  |  | 1.5194 | 3.7 | 湖南 | 湖南省 | 9.8827 | 7.2949 | 19.0448
重庆市 | 0 | 0 | 58 | 49.17 | 54.17 | 54.2 | 12 | 43 | 7 | 7.4 | 9.2 | 15.1 |  |  | 0.3459 | 0.8 | 重庆 | 重庆市 | 0.39123 | 0.176 | 0.3459
四川省 | 116 | 168 | 169 | 169.01 | 169.01 | 173 | 19 | 13 | 19 | 22.1 | 26.9 | 33.2 |  |  | 3.8123 | 2.4 | 四川 | 四川省 | 1.2947 | 1.9801 | 3.8123
贵州省 | 135 | 161 | 491 | 970.67 | 1117.6 | 1396.6 |  | 17 | 19 | 19 | 19.4 | 23.7 |  |  | 0.304 | 0.4 | 陕西 | 陕西省 | 6.6805 | 13.5018 | 21.7042
云南省 | 237.5 | 312 | 350 | 295.43 | 349.91 | 525.2 | 0.5 | 14 | 25 | 38.4 | 47.2 | 60.1 |  |  | 1.7673 | 2.3 | 甘肃 | 甘肃省 | 3.2519 | 0.7275 | 1.0777
西藏自治区 | 79 | 98 | 110 | 136.26 | 136.51 | 175.9 |  |  | 0 | 0 | 2.2 | 2.2 |  |  |  | 0 | 青海 | 青海省 | 0.50779 | 0.5136 | 0.3517
陕西省 | 484 | 640 | 778 | 893.42 | 1102.82 | 1193.7 | 51 | 76 | 162 | 190.7 | 210.9 | 322.5 |  |  | 21.7042 | 28.9 | 宁夏 | 宁夏回族自治区 | 0.80742 | 0.3325 | 0.4052
甘肃省 | 768 | 790 | 836 | 891.32 | 1047.65 | 1310.9 | 18 | 49 | 71 | 74 | 77.1 | 85.5 |  |  | 1.0777 | 1 | 新疆自治区（含兵团） | 新疆维吾尔自治区 | 0.18416 | 0.5974 | 0.4005
青海省 | 786 | 952 | 1086 | 1532.09 | 1594.77 | 1805.5 | 5 | 10 | 15 | 15.7 | 16 | 15.7 |  |  | 0.3517 | 2.7 | 广东 | 广东省 | 20.9154 | 12.4418 | 31.1558
宁夏回族自治区 | 587 | 761 | 844 | 1121.96 | 1303.36 | 1491.6 | 33 | 55 | 74 | 75.2 | 80.6 | 92.2 |  |  | 0.4052 | 0.3 | 广西 | 广西壮族自治区 | 3.1503 | 1.1213 | 2.8014
新疆维吾尔自治区 | 933 | 976 | 1027 | 1205.48 | 1254.78 | 1440.3 | 1 | 2 | 14 | 16.7 | 17.2 | 26.9 |  |  | 0.4005 | 0 | 云南 | 云南省 | 1.576 | 1.1014 | 1.7673
新疆建设兵团 | 0 | 0 | 39 | 77.2 | 77.2 | 105.8 |  |  | 0 | 0 | 0 | 0 |  |  |  | 0 | 贵州 | 贵州省 | 0.10976 | 0.0995 | 0.304
[17 empty] | 海南 | 海南省 | 1.104 | 0.8751 | 1.5194
| 2017 | 2018 | 2019 | 2020 | 2021 | 2022 | 2017 | 2018 | 2019 | 2020 | 2021 | 2022
| 新增光伏电站（MW) | [5 empty] | 新增光伏电站（MW)
全国 |  | 30220 | 17610 | 31208.7 | 25600.7 | 35944.6 |  | 13690 | 12360 | 15599 | 29279 | 50108
北京市 |  | 20 | 0 | 1 | 0 | 0 |  | 130 | 110 | 104 | 186 | 152
天津市 |  | 440 | 70 | 148.4 | 0.1 | 28.5 |  | 160 | 70 | 67 | 142 | 400
河北省 |  | 3390 | 1060 | 4835.2 | 2133.2 | 3352.6 |  | 270 | 1340 | 2338 | 5167 | 5987
山西省 |  | 1510 | 1760 | 1713.2 | 735.2 | 1551.6 |  | 1230 | 480 | 492 | 757 | 828
内蒙古自治区 |  | 1920 | 680 | 1370 | 1615 | 1301 |  | 110 | 670 | 101 | 124 | 187
辽宁省 |  | 340 | 270 | 358.9 | 356.1 | 638 |  | 450 | 140 | 209 | 421 | 593
吉林省 |  | 960 | 20 | 559.1 | 48.8 | 288.1 |  | 100 | 70 | 70 | 41 | 119
黑龙江省 |  | 770 | 540 | 399.9 | 950 | 369.1 |  | 440 | 60 | 27 | 71 | 186
上海市 |  | 70 | -10 | 137 | 43.9 | -0.9 |  | 230 | 210 | 139 | 273 | 267
江苏省 |  | 2120 | 290 | 749.1 | 451.7 | 122.2 |  | 2130 | 1250 | 1231 | 1868 | 5803
浙江省 |  | 460 | 530 | -18.3 | 1648.6 | 363.7 |  | 2780 | 1480 | 1422 | 1976 | 6607
安徽省 |  | 1120 | 960 | 525.6 | 1214.6 | 1167.8 |  | 1180 | 390 | 641 | 2157 | 3305
福建省 |  | 370 | 10 | -2 | 13.6 | 0.4 |  | 20 | 200 | 333 | 736 | 1879
江西省 |  | 170 | 730 | 1096.6 | 752.9 | 1431.5 |  | 700 | 210 | 362 | 600 | 1475
山东省 |  | 700 | 290 | 1280.2 | 2039.5 | 2407.3 |  | 2390 | 2300 | 5244 | 8670 | 6858
河南省 |  | 1080 | 0 | 38.5 | 219.5 | 30 |  | 1800 | 630 | 1168 | 3590 | 7744
湖北省 |  | 990 | 850 | 656.6 | 2273.4 | 2626 |  | -20 | 260 | 109 | 277 | 1005
湖南省 |  | 400 | 290 | 356.2 | 295.3 | 659.5 |  | 760 | 230 | 111 | 309 | 1188
广东省 |  | 1080 | -160 | 1068.2 | 993.8 | 2452 |  | 870 | 990 | 769 | 1270 | 3249
广西壮族自治区 |  | 440 | 100 | 574.6 | 967 | 1781.4 |  | 20 | 10 | 127 | 99 | 304
海南省 |  | 910 | 40 | -189.9 | 190.9 | 726 |  | 20 | 0 | -4 | 68 | 267
重庆市 |  | 0 | 580 | -88.3 | 50 | 0.3 |  | 310 | -360 | 4 | 18 | 59
四川省 |  | 520 | 10 | 0.1 | 0 | 39.9 |  | -60 | 60 | 31 | 48 | 63
贵州省 |  | 260 | 3300 | 4796.7 | 1469.3 | 2790 |  | 170 | 20 | 0 | 4 | 43
云南省 |  | 745 | 380 | -545.7 | 544.8 | 1752.9 |  | 135 | 110 | 134 | 88 | 129
西藏自治区 |  | 190 | 120 | 262.6 | 2.5 | 393.9 |  | 0 | 0 | 0 | 22 | 0
陕西省 |  | 1560 | 1380 | 1154.2 | 2094 | 908.8 |  | 250 | 860 | 287 | 202 | 1116
甘肃省 |  | 220 | 460 | 553.2 | 1563.3 | 2632.5 |  | 310 | 220 | 30 | 31 | 84
青海省 |  | 1660 | 1340 | 4460.9 | 626.8 | 2107.3 |  | 50 | 50 | 7 | 3 | -3
宁夏回族自治区 |  | 1740 | 830 | 2779.6 | 1814 | 1882.4 |  | 220 | 190 | 12 | 54 | 116
新疆维吾尔自治区 |  | 430 | 510 | 1784.8 | 493 | 1855.2 |  | 10 | 120 | 27 | 5 | 97
新疆建设兵团 |  | 0 | 390 | 382 | 0 | 286 |  | 0 | 0 | 0 | 0 | 0

## Geothermal
表 3 我国地热能开发目标 | [6 empty] | (三)发展目标 在“十三五”时期，新增地热能供暖(制冷)面积 11亿平方米， 其中： 新增浅层地热能供暖(制冷) 面积 7 亿平方米； 新增水热型地热供暖面积 4 亿平方米。新增地热发电装机容量 500MW。到 2020 年， 地热供暖(制冷) 面积累计达到 16 亿平方米，地热发电装机容量约 530MW。2020 年地热能年利用量 7000 万吨标准煤，地热能供暖年利用量4000 万吨标准煤。京津冀地区地热能年利用量达到约 2000万吨标准煤。
| “十三五”新增 |  |  | 2020 年累计
| 浅层地热能 供暖/制冷 面积 (104m2 ) | 水热型地热 能供暖面积 (104m2) | 发电装 机容量 (MW) | 浅层地热能 供暖/制冷 面积 (104m2 ) | 水热型地热 能供暖面积 (104m2) | 发电装 机容量 (MW)
北京市 | 4000 | 2500 |  | 8000 | 3000
天津市 | 4000 | 2500 | 10 | 5000 | 4600 | 10
河北省 | 7000 | 11000 | 10 | 9800 | 13600 | 10.4
山西省 | 500 | 5500 |  | 1000 | 5700
内蒙古自治区 | 450 | 1850 |  | 950 | 1950
山东省 | 5000 | 5000 | 10 | 8000 | 6000 | 10
河南省 | 5700 | 2500 |  | 8600 | 3100
陕西省 | 500 | 4500 | 10 | 1500 | 6000 | 10
甘肃省 | 500 | 100 |  | 900 | 100
宁夏回族自治区 | 500 |  |  | 750
青海省 |  | 200 | 30 |  | 250 | 30
新疆维吾尔自治区 | 500 | 250 | 5 | 800 | 350 | 5
四川省 | 3000 |  | 15 | 4000 |  | 15
重庆市 | 3700 |  |  | 4400
湖北省 | 6200 |  |  | 7400
湖南省 | 4000 |  |  | 4200
江西省 | 3000 |  |  | 3600
安徽省 | 3000 |  |  | 4800 | 50
江苏省 | 6000 | 200 | 20 | 8500 | 250 | 20
上海市 | 2700 |  |  | 3700
浙江省 | 3000 |  |  | 5200
辽宁省 | 1000 | 1000 |  | 8000 | 1200
吉林省 | 1000 | 1000 |  | 1200 | 1500
黑龙江省 | 1000 | 1600 |  | 1300 | 2250
广东省 | 2000 |  | 10 | 2500 |  | 10.3
福建省 | 400 |  | 10 | 500 |  | 10
海南省 | 500 |  | 10 | 600 |  | 10
云南省 | 100 |  | 10 | 250 |  | 10
贵州省 | 2000 | 50 |  | 2800 | 60
广西壮族自治区 | 1400 |  |  | 3600
西藏自治区 | 0 | 250 | 350 |  | 250 | 376.58
全国 | 72650 | 40000 | 500 | 111850 | 50210 | 527.28

## Pumped Hydro Worksheet
|  | Installed Pumped Hydro (MW) |  |  | Installed Regular Hydro (MW)
| Year | 2019 | 2020 | 2021 | 2019 | 2020 | 2021
| 全国 | 30523 | 31723 | 36923 | 327527 | 338567 | 354607
| 北京市 | 822 | 822 | 822 | 168 | 168 | 168
| 天津市 | 0 | 0 | 0 | 10 | 10 | 10
| 河北省 | 1431 | 1431 | 2031 | 389 | 389 | 389
| 山西省 | 1200 | 1200 | 1200 | 1030 | 1030 | 1040
| 内蒙古自治区 | 1200 | 1200 | 1200 | 1190 | 1220 | 1210
| 辽宁省 | 1200 | 1200 | 1200 | 1820 | 1850 | 1850
| 吉林省 | 300 | 300 | 1350 | 4150 | 4800 | 4840
| 黑龙江省 | 0 | 0 | 300 | 1080 | 1090 | 1390
| 上海市 | 0 | 0 | 0 | 0 | 0 | 0
| 江苏省 | 2600 | 2600 | 2600 | 50 | 50 | 50
| 浙江省 | 4580 | 4580 | 5630 | 7120 | 7130 | 7150
| 安徽省 | 1980 | 3180 | 3480 | 1470 | 1560 | 1590
| 福建省 | 1200 | 1200 | 1800 | 12010 | 12110 | 12060
| 江西省 | 1200 | 1200 | 1200 | 5410 | 5400 | 5570
| 山东省 | 1000 | 1000 | 1600 | 80 | 80 | 80
| 河南省 | 1320 | 1320 | 1320 | 2760 | 2760 | 2750
| 湖北省 | 1270 | 1270 | 1270 | 35520 | 36300 | 36440
| 湖南省 | 1200 | 1200 | 1200 | 14920 | 14610 | 14580
| 广东省 | 7280 | 7280 | 7980 | 8480 | 9380 | 9380
| 广西壮族自治区 | 0 | 0 | 0 | 16810 | 17590 | 17680
| 海南省 | 600 | 600 | 600 | 940 | 910 | 930
| 重庆市 | 0 | 0 | 0 | 7720 | 7790 | 7890
| 四川省 | 50 | 50 | 50 | 78410 | 78870 | 88820
| 贵州省 | 0 | 0 | 0 | 22230 | 22810 | 22830
| 云南省 | 0 | 0 | 0 | 68730 | 74800 | 78230
| 西藏自治区 | 90 | 90 | 90 | 1610 | 2010 | 2820
| 陕西省 | 0 | 0 | 0 | 3910 | 3920 | 3490
| 甘肃省 | 0 | 0 | 0 | 9430 | 9570 | 9670
| 青海省 | 0 | 0 | 0 | 11920 | 11930 | 11930
| 宁夏回族自治区 | 0 | 0 | 0 | 430 | 430 | 430
| 新疆维吾尔自治区 | 0 | 0 | 0 | 7730 | 8000 | 9340
Pumped Hydro Planned Station List
编号 | 电站名称 | 电站简称 | 行政区划 | 省份 | 地级市 | 装机容量（MW） | 机组数量及容量 | 工程投资（亿元） | 建设成本（元/W） | 年发电量/设计年发电量（亿千瓦时） | 核准年份 | 预计投产时间 | 投产年份 | 状态 | 序列 | 归属企业 | 国网新源投资比例 | 更新时间 | 相关信息 | 假定建成日期（+6）
130801 | 岗南抽水蓄能电站 | 岗南 | 130100 | 河北省 | 石家庄市 | 11 | 1*11MW |  |  |  |  | 1968-01-01 | 1968 | 投运 | 1 |  |  | 2022-08-19 | 岗南抽水蓄能电站-知识服务助手 (shuizhishi.cn) | 1968
110801 | 密云抽水蓄能电站 | 密云 | 110100 | 北京市 | 北京市 | 22 | 2*11MW |  |  |  |  | 1975-01-01 | 1975 | 投运 | 1 |  |  | 2022-08-19 | 密云抽水蓄能电站-知识服务助手 (shuizhishi.cn) | 1975
130802 | 潘家口抽水蓄电站 | 潘家口 | 130200 | 河北省 | 唐山市 | 420 | [5 empty] | 1991-09-01 | 1991 | 投运 | 1 |  |  | 2022-08-19 |  | 1991
510801 | 蓬溪寸塘口抽水蓄能电站 | 寸塘口 | 510900 | 四川省 | 遂宁县 | 50 | [5 empty] | 1993-01-01 | 1993 | 投运 | 1 |  |  | 2022-08-19 | 寸塘口电站抽水蓄能发电机组概述.pdf文档全文免费阅读、在线看 (book118.com) | 1993
440801 | 广州抽水蓄能电站一期 | 广州一期 | 440100 | 广东省 | 广州市 | 1200 | 4*300MW | 65 | 5.4167 | 23.8 | 1989 | 1994-03-12 | 1994 | 投运 | 1 | 南方电网调峰调频发电有限公司 | 0% | 2022-08-19 | 第一座大型抽水蓄能电站―广州抽水蓄能电站一期工程完工-1994年事件 - 族谱网 (zupu.cn) | 1994
110802 | 十三陵抽水蓄能电站 | 十三陵 | 110100 | 北京市 | 北京市 | 800 | [5 empty] | 1995-12-01 | 1995 | 投运 | 1 |  |  | 2022-08-19 | 十三陵抽水蓄能电站_百度百科 (baidu.com) | 1995
540801 | 羊卓雍措湖抽水蓄能电站 | 羊卓雍湖 | 540100 | 西藏自治区 | 拉萨市 | 90 | [5 empty] | 1997-01-01 | 1997 | 投运 | 1 |  |  | 2022-08-19 | 【经典水电工程18】羊卓雍湖抽水蓄能电站-北极星水力发电网 (bjx.com.cn) | 1997
330801 | 天荒坪抽水蓄能电站（一期） | 天荒坪一期 | 330500 | 浙江省 | 湖州市 | 1800 | 6*300MW | 73.77 | 4.0983 | 31.6 | 1994 | 1998-01-01 | 1998 | 投运 | 1 | 华东天荒坪抽水蓄能有限责任公司 | 41.67% | 2022-08-19 |  | 1998
330802 | 溪口抽水蓄能电站 | 溪口 | 330200 | 浙江省 | 宁波市 | 80 | [5 empty] | 1998-06-08 | 1998 | 投运 | 1 |  |  | 2022-08-19 | 溪口抽水蓄能电站_百度百科 (baidu.com) | 1998
440802 | 广州抽水蓄能电站二期 | 广州二期 | 440100 | 广东省 | 广州市 | 1200 | 4*300MW |  |  | 25.089 | 1994 | 2000-06-01 | 2000 | 投运 | 1 | 南方电网调峰调频发电有限公司 | 0% | 2022-08-19 | 中国土木工程学会 | 2000
340801 | 响洪甸抽水蓄能电站 | 响洪甸 | 341500 | 安徽省 | 六安市 | 80 | 2*40MW+4*10MW | 4.56 | 5.7 | 2.44 | 1959 | 2001-01-01 | 2001 | 投运 | 1 | 安徽省响洪甸蓄能发电有限责任公司 | 55% | 2022-08-19 | 响洪甸水库_百度百科 (baidu.com) | 2001
420801 | 湖北天堂抽水蓄能电站 | 天堂 | 421100 | 湖北省 | 黄冈市 | 70 | [5 empty] | 2001-03-01 | 2001 | 投运 | 1 |  |  | 2022-08-19 | 中南院设计抽水蓄能项目情况-北极星水力发电网 (bjx.com.cn) | 2001
320801 | 江苏沙河抽水蓄能电站 | 沙河 | 320400 | 江苏省 | 常州市 | 100 | [5 empty] | 2002-06-22 | 2002 | 投运 | 1 |  |  | 2022-08-19 | 江苏省首座抽水蓄能电站正式投运 (sohu.com) | 2002
330803 | 桐柏抽水蓄能电站 | 桐柏 | 331000 | 浙江省 | 台州市 | 1200 | 4*300MW | 42 | 3.5 | 21.18 | 2001 | 2005-01-01 | 2005 | 投运 | 1 | 华东桐柏抽水蓄能发电有限责任公司 | 52% | 2022-08-19 |  | 2005
410801 | 河南回龙抽水蓄能电站 | 回龙 | 411300 | 河南省 | 南阳市 | 120 | [5 empty] | 2005-09-01 | 2005 | 投运 | 1 |  |  | 2022-08-19 |  | 2005
370801 | 山东泰安抽水蓄能电站（一期） | 泰安一期 | 370900 | 山东省 | 泰安市 | 1000 | 4*250MW | 43.26 | 4.326 | 13.382 | 2001 | 2006-12-20 | 2006 | 投运 | 1 | 山东泰山抽水蓄能电站有限责任公司 | 50.29% | 2022-08-19 | 水电建设集团承建泰安抽水蓄能电站4号机组并网 (www.gov.cn) | 2006
340802 | 琅琊山抽水蓄能电站 | 琅琊山 | 341100 | 安徽省 | 滁州市 | 600 | 4*150MW | 23.33 | 3.8883 | 8.6 | 2002 | 2006-09-27 | 2006 | 投运 | 1 | 华东琅琊山抽水蓄能有限责任公司 | 35% | 2022-08-19 | 滁州琅琊山抽水蓄能电站首台机组启动 (www.gov.cn) | 2006
220801 | 白山抽水蓄能电站 | 白山 | 220600 | 吉林省 | 白山市 | 300 | [5 empty] | 2006-09-30 | 2006 | 投运 | 1 |  |  | 2022-08-19 | 白山抽水蓄能电站１号机组完成试运行 (jlcity.gov.cn) | 2006
130803 | 河北张河湾抽水蓄能电站 | 张河湾 | 130100 | 河北省 | 石家庄市 | 1000 | 4*250MW | 41.2 | 4.12 | 16.75 | 2003 | 2007-01-01 | 2007 | 投运 | 1 | 河北张河湾蓄能发电有限责任公司 | 51% | 2022-08-19 |  | 2007
140801 | 西龙池抽水蓄能电站 | 西龙池 | 140900 | 山西省 | 忻州市 | 1200 | 4*300MW | 50 | 4.1667 | 18 | 2002 | 2008-01-01 | 2008 | 投运 | 1 | 山西西龙池抽水蓄能电站有限责任公司 | 43% | 2022-08-19 |  | 2008
320802 | 宜兴铜官山抽水蓄能电站 | 宜兴 | 320200 | 江苏省 | 无锡市 | 1000 | 4*250MW | 47.63 | 4.763 | 14.9 | 2003 | 2008-01-01 | 2008 | 投运 | 1 | 华东宜兴抽水蓄能有限公司 | 40% | 2022-08-19 |  | 2008
430801 | 湖南黑麋峰抽水蓄能电站 | 黑麋峰 | 430100 | 湖南省 | 长沙市 | 1200 | 4*300MW | 30 | 2.5 | 16.06 | 2005 | 2010-01-01 | 2010 | 投运 | 1 | 湖南黑麋峰抽水蓄能有限公司 | 60% | 2022-08-19 | 中南院设计抽水蓄能项目情况-北极星水力发电网 (bjx.com.cn) | 2010
420802 | 湖北白莲河抽水蓄能电站 | 白莲河 | 421100 | 湖北省 | 黄冈市 | 1200 | 4*300MW | 35.33 | 2.9442 | 9.67 | 2005 | 2010-12-01 | 2010 | 投运 | 1 | 湖北白莲河抽水蓄能有限公司 | 51% | 2022-08-19 | 中南院设计抽水蓄能项目情况-北极星水力发电网 (bjx.com.cn) | 2010
410802 | 河南国网宝泉抽水蓄能电站 | 宝泉 | 410700 | 河南省 | 新乡市 | 1200 | 4*300MW | 43.27 | 3.6058 | 20.1 | 2003 | 2011-01-01 | 2011 | 投运 | 1 | 河南国网宝泉抽水蓄能有限公司 | 55% | 2022-08-19 |  | 2011
440803 | 惠州抽水蓄能电站 | 惠州 | 441300 | 广东省 | 惠州市 | 2400 | 8*300MW | 81.34 | 3.3892 | 45.63 | 2004 | 2011-06-14 | 2011 | 投运 | 1 | 南方电网调峰调频发电有限公司 | 0% | 2022-08-19 | 惠州抽水蓄能电站全面竣工投产-北极星水力发电网 (bjx.com.cn) | 2011
210801 | 丹东蒲石河抽水蓄能电站 | 蒲石河 | 210600 | 辽宁省 | 丹东市 | 1200 | 4*300MW | 45.16 | 3.7633 | 18.6 | 2006 | 2012-01-01 | 2012 | 投运 | 1 | 辽宁蒲石河抽水蓄能有限公司 | 37% | 2022-08-19 |  | 2012
340803 | 安徽响水涧抽水蓄能电站 | 响水涧 | 340200 | 安徽省 | 芜湖市 | 1000 | 4*250MW | 38 | 3.8 | 17.62 | 2006 | 2012-11-17 | 2012 | 投运 | 1 | 安徽响水涧抽水蓄能有限公司 | 45.56% | 2022-08-19 | 安徽响水涧抽水蓄能电站四机组全部投产发电（图）-北极星农电网 (bjx.com.cn) | 2012
350801 | 福建仙游一期抽水蓄能电站 | 仙游 | 350300 | 福建省 | 莆田市 | 1200 | 4*300MW | 40.45 | 3.3708 | 18.96 | 2006 | 2013-12-01 | 2013 | 投运 | 1 | 福建仙游抽水蓄能有限公司 | 51% | 2022-08-19 | 老家的第二座抽水蓄能电站投资60亿元，仙游木兰抽水蓄能电站核准开工 $国投电力(SH600886)$ $川投能源(SH6... - 雪球 (xueqiu.com) | 2013
150801 | 呼和浩特抽水蓄能电站 | 呼和浩特 | 150100 | 内蒙古自治区 | 呼和浩特市 | 1200 | [5 empty] | 2015-06-23 | 2015 | 投运 | 1 |  |  | 2022-08-19 | 三峡集团呼蓄电站全部投产发电-北极星水力发电网 (bjx.com.cn) | 2015
330804 | 仙居抽水蓄能电站 | 仙居 | 331000 | 浙江省 | 台州市 | 1500 | 4*375MW | 53.3 | 3.5533 | 25.125 | 2010 | 2016-01-01 | 2016 | 投运 | 1 | 浙江仙居抽水蓄能有限公司 | 50% | 2022-08-19 |  | 2016
440804 | 清远抽水蓄能电站 | 清远 | 441800 | 广东省 | 清远市 | 1280 | 4*320MW | 49.98 | 3.9047 | 23.32 | 2010 | 2016-08-30 | 2016 | 投运 | 1 | 南方电网调峰调频发电有限公司 | 0% | 2022-08-19 | 国家重点工程清远抽水蓄能电站全面投产发电 - 北极星智能电网在线 (chinasmartgrid.com.cn) | 2016
360801 | 江西洪屏抽水蓄能电站（一期） | 洪屏 | 360900 | 江西省 | 宜春市 | 1200 | 4*300MW | 51.88 | 4.3233 | 22.93 | 2012 | 2016-01-01 | 2016 | 投运 | 1 | 江西洪屏抽水蓄能有限公司 | 55% | 2022-08-19 |  | 2016
320804 | 溧阳抽水蓄能电站 | 溧阳 | 320400 | 江苏省 | 常州市 | 1500 | [5 empty] | 2017-04-19 | 2017 | 投运 | 1 |  |  | 2022-08-19 | 溧阳抽水蓄能电站投产发电 规模为江苏最大 (sohu.com) | 2017 | built in stages reflected below
440805 | 深圳抽水蓄能电站 | 深圳 | 440300 | 广东省 | 深圳市 | 1200 | 4*300MW | 59.79 | 4.9825 | 15.11 | 2012 | 2018-09-26 | 2018 | 投运 | 1 | 南方电网调峰调频发电有限公司 | 0% | 2022-08-19 | 深圳抽水蓄能电站全面投产 支撑粤港澳大湾区绿色发展--生态--人民网 (people.com.cn) | 2018
460801 | 海南琼中抽水蓄能电站 | 琼中 | 469030 | 海南省 | 琼中黎族苗族自治县 | 600 | 3*200MW | 41.1 | 6.85 | 10.02 | 2014 | 2018-07-29 | 2018 | 投运 | 1 | 南方电网调峰调频发电有限公司 | 0% | 2022-08-19 | 全国首个海岛抽蓄电站——海南琼中抽水蓄能电站全面投产发电-北极星水力发电网 (bjx.com.cn) | 2018
340804 | 安徽绩溪抽水蓄能电站 | 绩溪 | 341800 | 安徽省 | 宣城市 | 1800 | 6*300MW | 98.88 | 5.4933 | 40.2 | 2012 | 2020-12-21 | 2020 | 投运 | 1 | 安徽绩溪抽水蓄能有限公司 | 45% | 2022-08-19 | 并网成功！绩溪抽水蓄能电站将全面投产_安徽 (sohu.com) | 2020
220802 | 敦化抽水蓄能电站 | 敦化 | 222400 | 吉林省 | 延边朝鲜族自治州 | 1400 | 4*350MW | 78 | 5.5714 | 23.42 | 2013 | 2020-01-01 | 2020 | 投运 | 1 | 吉林敦化抽水蓄能有限公司 | 34% | 2022-08-19 |  | 2020
Recently Installed Pumped Hydro by Unit
Project.ID | Project.Name | Project.Address |  | Region |  | Capacity (MW) | Capacity (万千瓦) | Unit |  |  |  |  | Year
322017120 | 溧阳抽水蓄能电站 | 江苏省常州市 |  | 江苏省 |  | 1500 | 150 | 6 |  |  |  |  | 2017
442017120 | 深圳抽水蓄能电站 | 广东省深圳市 |  | 广东省 |  | 300 | 30 | 1 |  |  |  |  | 2017
462017120 | 海南琼中抽水蓄能电站 | 海南省 |  | 海南省 |  | 200 | 20 | 1 |  |  |  |  | 2017
442018120 | 深圳抽水蓄能电站 | 广东省深圳市 |  | 广东省 |  | 900 | 90 | 3 |  |  |  |  | 2018
462018120 | 海南琼中抽水蓄能电站 | 海南省 |  | 海南省 |  | 400 | 40 | 2 |  |  |  |  | 2018
342019120 | 安徽绩溪抽水蓄能电站 | 安徽省宣城市 |  | 安徽省 |  | 300 | 30 | 1 |  |  |  |  | 2019
342020120 | 安徽绩溪抽水蓄能电站 | 安徽省宣城市 |  | 安徽省 |  | 1200 | 120 | [5 empty] | 2020
132021120 | 河北丰宁抽水蓄能电站 | 河北省承德市 |  | 河北省 |  | 600 | 60 | 2 |  |  |  |  | 2021
222021120 | 吉林敦化抽水蓄能电站 | 吉林省延边州 |  | 吉林省 |  | 1050 | 105 | 3 |  |  |  |  | 2021
232021120 | 黑龙江牡丹江抽水蓄能电站 | 黑龙江省牡丹江市 |  | 黑龙江省 |  | 300 | 30 | 1 |  |  |  |  | 2021
332021120 | 长龙山抽水蓄能电站 | 浙江省湖州市 |  | 浙江省 |  | 1050 | 105 | 3 |  |  |  |  | 2021
342021120 | 安徽绩溪抽水蓄能电站 | 安徽省宣城市 |  | 安徽省 |  | 300 | 30 | 1 |  |  |  |  | 2021
352021120 | 福建周宁抽蓄 | 福建省宁德市 |  | 福建省 |  | 600 | 60 | 2 |  |  |  |  | 2021
372021120 | 山东沂蒙抽水蓄能电站 | 山东省临沂市 |  | 山东省 |  | 600 | 60 | 2 |  |  |  |  | 2021
442021120 | 梅州拙水蓄能电站 | 广东省梅州市 |  | 广东省 |  | 300 | 30 | 1 |  |  |  |  | 2021
442021120 | 阳江抽水蓄能电站 | 广东省阳江市 |  | 广东省 |  | 400 | 40 | 1 |  |  |  |  | 2021

## Offshore Wind
Country | Project Name | Project Name in Local Language / Script | Capacity (MW) | Installation Type | Status | Start year | State/Province
China | Shanghai Donghai Bridge Offshore wind farm | 上海浦东海风力发电浦东东海大桥海上风电项目一期102.2MW发电工程 | 102 | offshore hard mount | operating | 2009 | Shanghai |  | Provincial Offshore wind project by status and (expected) year of operation
China | Jiangsu Rudong Intertidal Zone Experimental wind farm | 通如东潮间带风电场30MW发电工程 | 32 | offshore hard mount | operating | 2011 | Jiangsu |  | State/Province | operating | operating | operating | operating | operating | operating | operating | operating | operating | operating | operating | operating | operating | construction | construction | construction | construction | construction | construction | pre-construction | pre-construction | pre-construction | pre-construction | pre-construction | pre-construction
China | Jiangsu Rudong (Longyuan) Intertidal Zone Demonstration wind farm | 龙源南通如东潮间带示范风电场150MW发电工程 | 141 | offshore hard mount | operating | 2012 | Jiangsu |  |  | 2009 | 2011 | 2012 | 2014 | 2015 | 2016 | 2017 | 2018 | 2019 | 2020 | 2021 | 2022 | 2023 | 2023 | 2024 | 2025 | 2026 | 2027 |  | 2023 | 2024 | 2025 | 2026 | 2028
China | Jiangsu Rudong (Longyuan) Intertidal Zone Demonstration wind farm | 龙源南通如东潮间带示范风电场50MW扩建发电工程 | 54 | offshore hard mount | operating | 2012 | Jiangsu | 福建省 | Fujian | 0 | 0 | 0 | 0 | 0 | 50 | 0 | 77 | 0 | 500 | 2517 | 308 | 291 | 402 | 804 | 0 | 0 | 0 | 0 | 300 | 0 | 401 | 400 | 0 | 0
China | Shanghai Fengxian Haiwan Expansion wind farm | 上海奉贤海湾风电场扩容 | 15 | offshore hard mount | operating | 2012 | Shanghai | 海南省 | Hainan | 0 | 0 | 0 | 0 | 0 | 0 | 0 | 0 | 0 | 0 | 0 | 0 | 0 | 0 | 0 | 200 | 1500 | 800 | 0 | 0 | 0 | 0 | 1500 | 0 | 0
China | Shanghai Donghai Bridge Offshore wind farm | 上海浦东海风力发电浦东东海大桥海上风电项目二期102.2MW发电工程 | 102 | offshore hard mount | operating | 2014 | Shanghai | 广东省 | Guangdong | 0 | 0 | 0 | 0 | 0 | 0 | 0 | 0 | 198 | 402 | 4833 | 2512 | 502 | 2061 | 6902 | 0 | 0 | 0 | 0 | 0 | 2655 | 5000 | 0 | 1000 | 0
China | Jiangsu Xiangshui C1 wind farm | 响水长江风力发电盐城C1#12.5MW发电工程 | 12 | offshore mount unknown | operating | 2015 | Jiangsu | 辽宁省 | Liaoning | 0 | 0 | 0 | 0 | 0 | 0 | 0 | 0 | 0 | 299 | 650 | 0 | 0 | 0 | 0 | 0 | 0 | 0 | 0 | 200 | 0 | 400 | 0 | 0 | 0
China | Fujian Putian Pinghaiwan Offshore wind farm | 福建莆田平海湾海上风电场一期 | 50 | offshore hard mount | operating | 2016 | Fujian | 山东省 | Shandong | 0 | 0 | 0 | 0 | 0 | 0 | 0 | 0 | 0 | 0 | 604 | 2503.5 | 501.5 | 601 | 510 | 0 | 0 | 0 | 0 | 0 | 0 | 0 | 0 | 0 | 0
China | Jiangsu Binhai North Area H1 Offshore wind farm | 江苏滨海北区H1#海上风电场 | 100 | offshore hard mount | operating | 2016 | Jiangsu | 浙江省 | Zhejiang | 0 | 0 | 0 | 0 | 0 | 0 | 0 | 0 | 252 | 234 | 1535 | 1101 | 300 | 805 | 804 | 504 | 0 | 0 | 0 | 0 | 0 | 0 | 0 | 0 | 0
China | Jiangsu Rudong C4 Offshore wind farm | 龙源黄海如东海上风力发电南通C4#200MW发电工程 | 200 | offshore hard mount | operating | 2016 | Jiangsu | 广西省 | Guangxi | 0 | 0 | 0 | 0 | 0 | 0 | 0 | 0 | 0 | 0 | 0 | 0 | 0 | 0 | 0 | 0 | 0 | 0 | 0 | 0 | 0 | 0 | 0 | 0 | 0
China | Jiangsu Rudong (China Guangdong Nuclear) Offshore wind farm | 中广核如东海上风电项目 | 152 | offshore hard mount | operating | 2016 | Jiangsu | 河北省 | Hebei | 0 | 0 | 0 | 0 | 0 | 0 | 0 | 0 | 0 | 300 | 0 | 0 | 0 | 0 | 0 | 0 | 0 | 0 | 0 | 0 | 0 | 0 | 0 | 0 | 0
China | Jiangsu Rudong (Sinohydro) Intertidal Zone Demonstration wind farm | 中国水电南通如东潮间带示范风电场50MW扩建发电工程 | 100 | offshore hard mount | operating | 2016 | Jiangsu | 江苏省 | Jiangsu | 0 | 32 | 195 | 0 | 12 | 754 | 502 | 900 | 1709 | 908 | 6631 | 303 | 0 | 0 | 0 | 0 | 0 | 0 | 0 | 206 | 1300 | 0 | 200 | 0 | 0
China | Jiangsu Xiangshui Near-Ocean Ofshore wind farm | 中国长江三峡集团公司江苏响水近海风电场 | 202 | offshore hard mount | operating | 2016 | Jiangsu | 上海市 | Shanghai | 102 | 0 | 15 | 102 | 0 | 0 | 101 | 0 | 106 | 0 | 251.5 | 0 | 0 | 0 | 0 | 0 | 0 | 0 | 0 | 0 | 0 | 0 | 0 | 0 | 0
China | Jiangsu Rudong Baxianjiao Offshore wind farm | 华能如东八仙角300MW海上风电场工程 | 302 | offshore hard mount | operating | 2017 | Jiangsu | 天津市 | Tianjin | 0 | 0 | 0 | 0 | 0 | 0 | 0 | 0 | 90 | 0 | 0 | 0 | 0 | 0 | 0 | 0 | 0 | 0 | 0 | 0 | 0 | 0 | 0 | 0 | 0
China | Jiangsu Dongtai (Jiangsu Guangheng) Offshore wind farm | 江苏东台200兆瓦海上风电项目 (江苏广恒) | 200 | offshore hard mount | operating | 2017 | Jiangsu | 全国 | National | 102 | 32 | 210 | 102 | 12 | 804 | 603 | 977 | 2355 | 2643 | 17021.5 | 6727.5 | 1594.5 | 3869 | 9020 | 704 | 1500 | 800 | 0 | 706 | 3955 | 5801 | 2100 | 1000 | 0
China | Shanghai Lingang Offshore wind farm | 上海临港海上风电场二期 | 101 | offshore hard mount | operating | 2017 | Shanghai
China | Fujian Fuqing Xinghuawan Experimental Offshore wind farm | 福清兴化湾海上风电试验场一期 | 77 | offshore hard mount | operating | 2018 | Fujian |  | Provincial offshore wind project by expected year of operation
China | Jiangsu Binhai North Area H2 Offshore wind farm | 国家电投江苏滨海北H2#400MW海上风电项目 | 400 | offshore hard mount | operating | 2018 | Jiangsu |  |  | 2009 | 2010 | 2011 | 2012 | 2013 | 2014 | 2015 | 2016 | 2017 | 2018 | 2019 | 2020 | 2021 | 2022 | 2023 | 2024 | 2025 | 2026 | 2027 | 2028 | 2029 | 2030
China | Jiangsu Dafeng H12 Offshore wind farm | 江苏大丰H12海上风电项目 | 200 | offshore hard mount | operating | 2018 | Jiangsu | 福建省 | Fujian | 0 | 0 | 0 | 0 | 0 | 0 | 0 | 50 | 0 | 77 | 0 | 500 | 2517 | 308 | 993 | 804 | 401 | 400 | 0 | 0 | 0 | 0
China | Jiangsu Jiangjiasha H1 Offshore wind farm | 蒋家沙(H1) 海上风电项目 | 300 | offshore hard mount | operating | 2018 | Jiangsu | 海南省 | Hainan | 0 | 0 | 0 | 0 | 0 | 0 | 0 | 0 | 0 | 0 | 0 | 0 | 0 | 0 | 0 | 0 | 200 | 3000 | 800 | 0 | 0 | 0
China | Jiangsu Dongtai H2 Offshore wind farm | 东台四期（H2）300MW海上风电场 | 302 | offshore hard mount | operating | 2019 | Jiangsu | 广东省 | Guangdong | 0 | 0 | 0 | 0 | 0 | 0 | 0 | 0 | 0 | 0 | 198 | 402 | 4833 | 2512 | 2563 | 9557 | 5000 | 0 | 0 | 1000 | 0 | 0
China | Guangdong Zhanjiang Wailuo Offshore wind farm | 广东湛江外罗海上风电场 | 198 | offshore hard mount | operating | 2019 | Guangdong | 辽宁省 | Liaoning | 0 | 0 | 0 | 0 | 0 | 0 | 0 | 0 | 0 | 0 | 0 | 299 | 650 | 0 | 200 | 0 | 400 | 0 | 0 | 0 | 0 | 0
China | Jiangsu Binhai (Datang) Offshore wind farm | 江苏滨海300MW海上风电项目 | 302 | offshore hard mount | operating | 2019 | Jiangsu | 山东省 | Shandong | 0 | 0 | 0 | 0 | 0 | 0 | 0 | 0 | 0 | 0 | 0 | 0 | 604 | 2503.5 | 1102.5 | 510 | 0 | 0 | 0 | 0 | 0 | 0
China | Jiangsu Dafeng H11 Offshore wind farm | 江苏大丰H11海上风电场 | 301 | offshore hard mount | operating | 2019 | Jiangsu | 浙江省 | Zhejiang | 0 | 0 | 0 | 0 | 0 | 0 | 0 | 0 | 0 | 0 | 252 | 234 | 1535 | 1101 | 1105 | 804 | 504 | 0 | 0 | 0 | 0 | 0
China | Jiangsu Dafeng (Huaneng) Offshore wind farm | 江苏大丰H13海上风电项目 | 302 | offshore hard mount | operating | 2019 | Jiangsu | 广西省 | Guangxi | 0 | 0 | 0 | 0 | 0 | 0 | 0 | 0 | 0 | 0 | 0 | 0 | 0 | 0 | 0 | 0 | 0 | 0 | 0 | 0 | 0 | 0
China | Jiangsu Dafeng H3 Offshore wind farm | 江苏大丰H3#海上风电场 | 302 | offshore hard mount | operating | 2019 | Jiangsu | 河北省 | Hebei | 0 | 0 | 0 | 0 | 0 | 0 | 0 | 0 | 0 | 0 | 0 | 300 | 0 | 0 | 0 | 0 | 0 | 0 | 0 | 0 | 0 | 0
China | Jiangsu Dafeng H7 Offshore wind farm | 龙源江苏大丰 H7 海上风电项目 | 200 | offshore hard mount | operating | 2019 | Jiangsu | 江苏省 | Jiangsu | 0 | 0 | 32 | 195 | 0 | 0 | 12 | 754 | 502 | 900 | 1709 | 908 | 6631 | 303 | 206 | 1300 | 0 | 200 | 0 | 0 | 0 | 0
China | Shanghai Lingang Offshore wind farm | 上海临港海上风电场一期 | 106 | offshore hard mount | operating | 2019 | Shanghai | 上海市 | Shanghai | 102 | 0 | 0 | 15 | 0 | 102 | 0 | 0 | 101 | 0 | 106 | 0 | 251.5 | 0 | 0 | 0 | 0 | 0 | 0 | 0 | 0 | 0
China | Tianjin Nangang Offshore wind farm | 天津南港海上风电场一期 | 90 | offshore hard mount | operating | 2019 | Tianjin | 天津市 | Tianjin | 0 | 0 | 0 | 0 | 0 | 0 | 0 | 0 | 0 | 0 | 90 | 0 | 0 | 0 | 0 | 0 | 0 | 0 | 0 | 0 | 0 | 0
China | Zhejiang Putuo 6 Offshore wind farm | 浙江普陀6号海上风电场 | 252 | offshore hard mount | operating | 2019 | Zhejiang | 全国 | National | 102 | 0 | 32 | 210 | 0 | 102 | 12 | 804 | 603 | 977 | 2355 | 2643 | 17021.5 | 6727.5 | 6169.5 | 12975 | 6505 | 3600 | 800 | 1000 | 0 | 0
China | Fujian Fuqing Xinghuawan Offshore wind farm | 福清兴化湾海上风电试验场二期 | 280 | offshore hard mount | operating | 2020 | Fujian
China | Guangdong Yangjiang Nanpengdao (China Guangdong Nuclear) Offshore wind farm | 广东阳江南鹏岛海上风电项目 (中广核) | 402 | offshore hard mount | operating | 2020 | Guangdong |  | Cumulative offshore wind project by expected year of operation
China | Hebei Tangshan Leting Putidao Offshore wind farm | 河北唐山乐亭菩提岛海上风电场 | 300 | offshore hard mount | operating | 2020 | Hebei |  |  | 2019 | 2020 | 2021 | 2022 | 2023 | 2024 | 2025 | 2026 | 2027 | 2028 | 2029 | 2030
China | Jiangsu Dafeng (Huaneng) Offshore wind farm | 华能江苏大丰扩建 100MW 海上风电项目 | 104 | offshore hard mount | operating | 2020 | Jiangsu | 福建省 | Fujian | 127 | 627 | 3144 | 3452 | 4445 | 5249 | 5650 | 6050 | 6050 | 6050 | 6050 | 6050
China | Jiangsu Jiangjiasha H2 wind farm | 江苏蒋家沙（H2#）300MW海上风电场项目 | 302 | offshore hard mount | operating | 2020 | Jiangsu | 海南省 | Hainan | 0 | 0 | 0 | 0 | 0 | 0 | 200 | 3200 | 4000 | 4000 | 4000 | 4000
China | Jiangsu Rudong H14 Offshore wind farm | 江苏如东 H14#海上风电场项目 | 200 | offshore hard mount | operating | 2020 | Jiangsu | 广东省 | Guangdong | 198 | 600 | 5433 | 7945 | 10508 | 20065 | 25065 | 25065 | 25065 | 26065 | 26065 | 26065
China | Fujian Putian Nanridao Offshore wind farm | 莆田南日岛海上风电场一期项目A区 | 220 | offshore hard mount | operating | 2020 | Fujian | 辽宁省 | Liaoning | 0 | 299 | 949 | 949 | 1149 | 1149 | 1549 | 1549 | 1549 | 1549 | 1549 | 1549
China | Liaoning Dalian Zhuanghe 3 Offshore wind farm | 三峡新能大连庄河Ⅲ海上风电场 | 299 | offshore hard mount | operating | 2020 | Liaoning | 山东省 | Shandong | 0 | 0 | 604 | 3107.5 | 4210 | 4720 | 4720 | 4720 | 4720 | 4720 | 4720 | 4720
China | Jiangsu Sheyang Southern Area H1 Offshore wind farm | 射阳海上南区H1#30 万千瓦风电场 | 302 | offshore hard mount | operating | 2020 | Jiangsu | 浙江省 | Zhejiang | 252 | 486 | 2021 | 3122 | 4227 | 5031 | 5535 | 5535 | 5535 | 5535 | 5535 | 5535
China | Zhejiang Daishan 4 Offshore wind farm | 浙江岱山4 #海上风电场 （ 一 期 ） | 234 | offshore hard mount | operating | 2020 | Zhejiang | 广西省 | Guangxi | 0 | 0 | 0 | 0 | 0 | 0 | 0 | 0 | 0 | 0 | 0 | 0
China | Jiangsu Dafeng H5 Offshore wind farm | ​盐城国能大丰H5#200MW海上风电场 | 206 | offshore hard mount | operating | 2021 | Jiangsu | 河北省 | Hebei | 0 | 300 | 300 | 300 | 300 | 300 | 300 | 300 | 300 | 300 | 300 | 300
China | Fujian Pingtan Dalian Offshore wind farm | 福建平潭大练海上风电场 | 240 | offshore hard mount | operating | 2021 | Fujian | 江苏省 | Jiangsu | 4104 | 5012 | 11643 | 11946 | 12152 | 13452 | 13452 | 13652 | 13652 | 13652 | 13652 | 13652
China | Fujian Pingtan Straits Road/Railroad Bridge Illumination Project Offshore Distributed wind farm | 福建平潭海峡公铁两用大桥照明工程分散式风电场 | 34 | offshore hard mount | operating | 2021 | Fujian | 上海市 | Shanghai | 426 | 426 | 677.5 | 677.5 | 677.5 | 677.5 | 677.5 | 677.5 | 677.5 | 677.5 | 677.5 | 677.5
China | Fujian Putian Pinghaiwan Offshore wind farm | 福建莆田平海湾海上风电场F区 | 210 | offshore hard mount | operating | 2021 | Fujian | 天津市 | Tianjin | 90 | 90 | 90 | 90 | 90 | 90 | 90 | 90 | 90 | 90 | 90 | 90
China | Fujian Putian Pinghaiwan Offshore wind farm | 福建莆田平海湾海上风电场二期 | 246 | offshore hard mount | operating | 2021 | Fujian | 全国 | National | 5197 | 7840 | 24861.5 | 31589 | 37758.5 | 50733.5 | 57238.5 | 60838.5 | 61638.5 | 62638.5 | 62638.5 | 62638.5
China | Fujian Shicheng Offshore wind farm | 福建莆田石城海上风电场 | 196 | offshore hard mount | operating | 2021 | Fujian
China | Fujian Changle 'Outer Ocean' Area A Offshore wind farm | 福建长乐外海海上风电场A区 | 300 | offshore hard mount | operating | 2021 | Fujian
China | Fujian Changle 'Outer Ocean' Area C Offshore wind farm | 福建长乐外海海上风电场C区 | 496 | offshore hard mount | operating | 2021 | Fujian
China | Fujian Fuqing Haitan Straits Offshore wind farm | 福清海坛海峡海上风电场 | 299 | offshore hard mount | operating | 2021 | Fujian
China | Guangdong Huizhou Gangkou 1 Offshore wind farm | 广东惠州港口—海上风电场 | 250 | offshore hard mount | operating | 2021 | Guangdong
China | Guangdong Jieyang Shenquan 1 Offshore wind farm | 广东揭阳神泉一海上风电场 | 316 | offshore hard mount | operating | 2021 | Guangdong
China | Guangdong Nan'ao Lemen 1 Offshore wind farm | 广东南澳勒门Ⅰ海上风电场 | 245 | offshore hard mount | operating | 2021 | Guangdong
China | Guangdong Shanwei Houhu Offshore wind farm | 广东汕尾后湖海上风电场 | 500 | offshore hard mount | operating | 2021 | Guangdong
China | Guangdong Yangjiang Nanpengdao (China Energy Conservation) Offshore wind farm | 广东阳江南鹏岛海上风电项目 (中节能) | 302 | offshore hard mount | operating | 2021 | Guangdong
China | Guangdong Yangjiang Shaba (Guangdong Energy) Offshore wind farm | 广东阳江沙扒海上风电场 | 302 | offshore hard mount | operating | 2021 | Guangdong
China | Guangdong Yangjiang Offshore Wind Farm R&D Demonstration Project | 广东阳江沙扒海上风电科研示范项目 | 300 | offshore hard mount | operating | 2021 | Guangdong
China | Guangdong Yangjiang Shaba (Three Gorges) Offshore wind farm | 广东阳江阳西沙扒二期 400MW海上风电场 | 400 | offshore hard mount | operating | 2021 | Guangdong
China | Guangdong Yangjiang Shaba (Three Gorges) Offshore wind farm | 广东阳江阳西沙扒三期 400MW海上风电场 | 400 | offshore hard mount | operating | 2021 | Guangdong
China | Guangdong Yangjiang Shaba (Three Gorges) Offshore wind farm | 广东阳江阳西沙扒四期海上风电场 | 301 | offshore hard mount | operating | 2021 | Guangdong
China | Guangdong Yangjiang Shaba (Three Gorges) Offshore wind farm | 广东阳江阳西沙扒五期 300MW 海上风电场项目 | 303 | offshore hard mount | operating | 2021 | Guangdong
China | Guangdong Yangjiang Shaba (Three Gorges) Offshore wind farm | 广东阳江阳西沙扒一期海上风电场 | 302 | offshore hard mount | operating | 2021 | Guangdong
China | Guangdong Zhanjiang Wailuo Offshore wind farm | 广东湛江外罗海上风电场二期 | 200 | offshore hard mount | operating | 2021 | Guangdong
China | Guangdong Zhanjiang Xinliao Offshore wind farm | 广东湛江新寮海上风电场 | 200 | offshore hard mount | operating | 2021 | Guangdong
China | Guangdong Zhuhai Guishan Offshore Wind Demonstration Project Phase Ii | 广东珠海桂山海上风电场示范项目二期 | 90 | offshore hard mount | operating | 2021 | Guangdong
China | Guangdong Zhuhai Guishan Offshore Wind Demonstration Project | 广东珠海桂山海上风电场示范项目一期 | 120 | offshore hard mount | operating | 2021 | Guangdong
China | Guangdong Zhuhai Jinwan Offshore wind farm | 广东珠海金湾海上风电场项目 | 302 | offshore hard mount | operating | 2021 | Guangdong
China | Liaoning Dalian Zhuanghe 4 Area I Offshore wind farm | 华能大连庄河Ⅳ海上风电场1场址 | 350 | offshore hard mount | operating | 2021 | Liaoning
China | Liaoning Dalian Zhuanghe 2 Offshore wind farm | 华能大连庄河II海上风电场 | 300 | offshore hard mount | operating | 2021 | Liaoning
China | Jiangsu Binhai South Area H3 Offshore wind farm | 江苏滨海南区H3#300MW 海上风电场 | 300 | offshore hard mount | operating | 2021 | Jiangsu
China | Jiangsu Dafeng H10 Offshore wind farm | 江苏大丰H10海上风电场 | 155 | offshore hard mount | operating | 2021 | Jiangsu
China | Jiangsu Dafeng H8-2 Offshore wind farm | 江苏大丰H8-2号海上风电场 | 300 | offshore hard mount | operating | 2021 | Jiangsu
China | Jiangsu Qidong offshore wind farm | 江苏启东 H2#海上风电场项目 | 252 | offshore hard mount | operating | 2021 | Jiangsu
China | Jiangsu Qidong offshore wind farm | 江苏启东H1#海上风电场项目 | 252 | offshore hard mount | operating | 2021 | Jiangsu
China | Jiangsu Qidong offshore wind farm | 江苏启东H3#海上风电场项目 | 300 | offshore hard mount | operating | 2021 | Jiangsu
China | Jiangsu Rudong H15 Offshore wind farm | 江苏如东 H15#海上风电场 | 200 | offshore hard mount | operating | 2021 | Jiangsu
China | Jiangsu Rudong H2 Offshore wind farm | 江苏如东H2#海上风电场工程 | 350 | offshore hard mount | operating | 2021 | Jiangsu
China | Jiangsu Rudong H3 Offshore wind farm | 江苏如东H3海上风电场工程 | 400 | offshore hard mount | operating | 2021 | Jiangsu
China | Jiangsu Rudong H4 Offshore wind farm | 江苏如东H4#海上风电场 | 400 | offshore hard mount | operating | 2021 | Jiangsu
China | Jiangsu Rudong H5 Offshore wind farm | 江苏如东H5#海上风电场 | 300 | offshore hard mount | operating | 2021 | Jiangsu
China | Jiangsu Rudong H7 Offshore wind farm | 江苏如东H7#海上风电场 | 400 | offshore hard mount | operating | 2021 | Jiangsu
China | Jiangsu Dongtai Zhugensha H2 Offshore wind farm | 江苏竹根沙（H2#）300MW 海上风电场项目 | 302 | offshore hard mount | operating | 2021 | Jiangsu
China | Jiangsu Dongtai Zhugensha H1 Offshore wind farm | 江苏竹根沙H1#海上风电场 | 200 | offshore hard mount | operating | 2021 | Jiangsu
China | Jiangsu Jiangjiasha H1 Offshore wind farm | 蒋家沙(H1) 海上风电项目 | 50 | offshore hard mount | operating | 2021 | Jiangsu
China | Jiangsu Dafeng H6 Offshore wind farm | 龙源江苏大丰 H6#300MW 海上风电项目 | 303 | offshore hard mount | operating | 2021 | Jiangsu
China | Jiangsu Dafeng H4 Offshore wind farm | 龙源江苏大丰H4#300MW海上风电项目 | 303 | offshore hard mount | operating | 2021 | Jiangsu
China | Jiangsu Sheyang Southern Area H2-1 Offshore wind farm | 龙源江苏射阳海上南区H2-1#100MW 风电场 | 104 | offshore hard mount | operating | 2021 | Jiangsu
China | Jiangsu Sheyang Souithern Area H2 Offshore wind farm | 龙源射阳H2#30万千瓦海上风电场 | 302 | offshore hard mount | operating | 2021 | Jiangsu
China | Jiangsu Rudong H13 Offshore wind farm | 如东 H13 海上风电项目 | 152 | offshore hard mount | operating | 2021 | Jiangsu
China | Jiangsu Rudong H6 Offshore wind farm | 三峡新能源江苏如东 H6（400MW）海上风电项目 | 400 | offshore hard mount | operating | 2021 | Jiangsu
China | Jiangsu Rudong H10 Offshore wind farm | 三峡新能源江苏如东H10(400MW)海上风电项目 | 400 | offshore hard mount | operating | 2021 | Jiangsu
China | Shandong Bandaonan 3 Offshore wind farm | 山东半岛南 3 号海上风电项目 | 302 | offshore hard mount | operating | 2021 | Shandong
China | Shandong Bandaonan 4 Offshore wind farm | 山东半岛南 4 号海上风电项目 | 302 | offshore hard mount | operating | 2021 | Shandong
China | Shanghai Donghai Bridge Offshore wind farm | 上海东海大桥海上风电扩建项目 | 45.5 | offshore hard mount | operating | 2021 | Shanghai
China | Shanghai Fengxian Offshore wind farm | 上海奉贤海上风电场 | 206 | offshore hard mount | operating | 2021 | Shanghai
China | Fujian Changle offshore wind farm | 长乐外海海上风电场C区项目 | 496 | offshore mount unknown | operating | 2021 | Fujian
China | Zhejiang Jiaxing 1 Offshore wind farm | 浙江嘉兴1号海上风电场 | 300 | offshore hard mount | operating | 2021 | Zhejiang
China | Zhejiang Jiaxing 2 Offshore wind farm | 浙江嘉兴2号海上风电场 | 300 | offshore hard mount | operating | 2021 | Zhejiang
China | Zhejiang Shengsi 2 Offshore wind farm | 浙江嵊泗2#海上风电场 | 400 | offshore hard mount | operating | 2021 | Zhejiang
China | Zhejiang Shengsi 5, 6 Offshore wind farm | 浙江嵊泗5#, 6#海上风电 | 281 | offshore hard mount | operating | 2021 | Zhejiang
China | Zhejiang Xiangshan 1 Offshore wind farm | 浙江象山1#海上风电场一期 | 254 | offshore hard mount | operating | 2021 | Zhejiang
China | Jiangsu Rudong H8 Offshore wind farm | 中广核江苏如东H8#（300MW）海上风电项目 | 300 | offshore hard mount | operating | 2021 | Jiangsu
China | Shandong Bozhong B Offshore wind farm | 渤中B场址海上风电项目 | 399.5 | offshore hard mount | operating | 2022 | Shandong
China | Fujian Putian Pinghaiwan Offshore wind farm | 福建莆田平海湾海上风电场三期C区 | 308 | offshore hard mount | operating | 2022 | Fujian
China | Jiangsu Guanyun Offshore wind farm | 灌云300MW海上风电场 | 303 | offshore hard mount | operating | 2022 | Jiangsu
China | Guangdong Jieyang Huilai 2 Offshore wind farm | 广东揭阳惠来二海上风电场项目 | 500 | offshore hard mount | operating | 2022 | Guangdong
China | Guangdong Shanwei Jiazi 2 Offshore wind farm | 广东汕尾甲子二海上风电场 | 400 | offshore hard mount | operating | 2022 | Guangdong
China | Guangdong Shanwei Jiazi 1 Offshore wind farm | 广东汕尾甲子一海上风电场 | 503 | offshore hard mount | operating | 2022 | Guangdong
China | Guangdong Yangjiang Qingzhou Iii Offshore wind farm | 广东阳江青洲三海上风电场项目 | 503 | offshore hard mount | operating | 2022 | Guangdong
China | Guangdong Zhanjiang Xuwen Offshore wind farm | 广东湛江徐闻海上风电场 | 606 | offshore hard mount | operating | 2022 | Guangdong
China | Shandong Bandaonan V Offshore wind farm | 山东半岛南海上风电基地V场址 | 500 | offshore hard mount | operating | 2022 | Shandong
China | Shandong Bozhong A Offshore wind farm | 山东渤中A海上风电项目 | 501 | offshore hard mount | operating | 2022 | Shandong
China | Shandong Changyi Laizhouwan Offshore wind farm | 山东昌邑莱州湾海上风电场一期 | 300 | offshore hard mount | operating | 2022 | Shandong
China | Shandong Laizhou Offshore Wind Farm And Acquaculture Integrated Project | 山东莱州市海上风电与海洋牧场融合发展研究试验项目 | 303 | offshore hard mount | operating | 2022 | Shandong
China | Shangdong Bozhong (Yankuang GroupOffshore) wind farm | 山东能源集团渤中海上风电项目 | 500 | offshore hard mount | operating | 2022 | Shandong
China | Zhejiang Cangnan 1 Offshore wind farm | 浙江苍南1号海上风电场 | 400 | offshore hard mount | operating | 2022 | Zhejiang
China | Zhejiang Cangnan 4 Offshore wind farm | 浙江苍南4号海上风电场 | 400 | offshore hard mount | operating | 2022 | Zhejiang
China | Zhejiang Yuhuan 1 Offshore wind farm | 浙江玉环海上风电场 | 301 | offshore hard mount | operating | 2022 | Zhejiang
China | Fujian Ningde Xiapu Offshore wind farm | 福建宁德霞浦海上风电B区 | 300 | offshore hard mount | pre-construction | 2023 | Fujian
China | Fujian Pingtan Waihai Offshore wind farm | 福建平潭外海海上风电场 | 111 | offshore hard mount | operating | 2023 | Fujian
China | Fujian Zhangpu Liu'Ao Offshore wind farm | 福建漳浦六鳌海上风电场D区 | 402 | offshore hard mount | construction | 2023 | Fujian
China | Guangdong Huizhou Gangkou 2 Offshore wind farm | 广东惠州港口二 PA 海上风电场 | 450 | offshore hard mount | construction | 2023 | Guangdong
China | Guangdong Huizhou Gangkou 2 Offshore wind farm | 广东惠州港口二 PB 海上风电场 | 300 | offshore hard mount | construction | 2023 | Guangdong
China | Guangdong Jieyang Shenquan 2 Offshore wind farm | 广东揭阳神泉二海上风电场 | 502 | offshore hard mount | operating | 2023 | Guangdong
China | Guangdong Nan'ao Lemen 2 Offshore wind farm | 广东汕头勒门（二）海上风电场 | 406 | offshore hard mount | construction | 2023 | Guangdong
China | Guangdong Yangjiang Qingzhou Iv Offshore wind farm | 广东阳江青洲四海上风电场项目 | 505 | offshore hard mount | construction | 2023 | Guangdong
China | Guangdong Yangjiang Qingzhou I Offshore wind farm | 广东阳江青洲一海上风电场项目 | 400 | offshore hard mount | construction | 2023 | Guangdong
China | Shandong Bozhong B2 Offshore wind farm | 国华渤中B2场址海上风电项目 | 501.5 | offshore hard mount | operating | 2023 | Shandong
China | Liaoning Dalian Zhuanghe 4 Area II Offshore wind farm | 华能大连庄河海上风电IV2场 | 200 | offshore hard mount | pre-construction | 2023 | Liaoning
China | Jiangsu Dafeng H16 Offshore wind farm | 江苏大丰H16海上风电项目 | 206 | offshore hard mount | pre-construction | 2023 | Jiangsu
China | Fujian Putian Nanridao Offshore wind farm | 莆田南日岛海上风电场一期项目B 区 | 180 | offshore hard mount | operating | 2023 | Fujian
China | Shandong Muping (Three Gorges) Offshore wind farm | 三峡山东牟平BDB6#一期（300MW）海上风电项目 | 300 | offshore mount unknown | construction | 2023 | Shandong
China | Shandong Bandaobei 6 Offshore wind farm | 山东牟平半岛北6#海上风电场一期 | 301 | offshore hard mount | construction | 2023 | Shandong
China | Zhejiang Cangnan 2 wind farm | 浙江苍南2号海上风电场 | 301 | offshore hard mount | construction | 2023 | Zhejiang
China | Zhejiang Xiangshan Tuci Offshore wind farm | 浙江核象山涂茨海上风电场 | 300 | offshore hard mount | operating | 2023 | Zhejiang
China | Zhejiang Xiangshan 1 Offshore wind farm | 浙江象山1#海上风电场二期 | 504 | offshore hard mount | construction | 2023 | Zhejiang
China | Fujian Zhangpu Liu'Ao Offshore wind farm | 福建漳浦六鳌海上风电场E区 | 404 | offshore hard mount | construction | 2024 | Fujian
China | Guangdong Jieyang Jinghai Offshore wind farm | 广东揭阳靖海海上风电场 | 150 | offshore hard mount | pre-construction | 2024 | Guangdong
China | Guangdong Shantou Haimen Areas 2 and 3 Offshore wind farm | 广东汕头海门（场址二、场址三）海上风电场 | 553 | offshore hard mount | pre-construction | 2024 | Guangdong
China | Guangdong Shantou Haimen Area 1 Offshore wind farm | 广东汕头海门（场址一）海上风电场 | 700 | offshore hard mount | pre-construction | 2024 | Guangdong
China | Guangdong Shantou Nan'Ao Yangdong Offshore wind farm | 广东汕头市南澳洋东海上风电项目 | 301 | offshore hard mount | construction | 2024 | Guangdong
China | Guangdong Shantou Zhongpeng Offshore Area 2 wind farm | 广东汕头中澎二海上风电场 | 1001 | offshore hard mount | construction | 2024 | Guangdong
China | Guangdong Yangjiang Fanshi Offshore wind farm | 广东阳江帆石二海上风电场 | 1000 | offshore hard mount | construction | 2024 | Guangdong
China | Guangdong Yangjiang Fanshi Offshore wind farm | 广东阳江帆石一海上风电场 | 1000 | offshore hard mount | construction | 2024 | Guangdong
China | Guangdong Yangjiang Qingzhou Ii Offshore wind farm | 广东阳江青洲二海上风电场项目 | 600 | offshore hard mount | construction | 2024 | Guangdong
China | Guangdong Yangjiang Qingzhou Vi Offshore wind farm | 广东阳江青洲六海上风电场项目 | 1000 | offshore hard mount | construction | 2024 | Guangdong
China | Guangdong Yangjiang Qingzhou Vii Offshore wind farm | 广东阳江青洲七海上风电场项目 | 1000 | offshore hard mount | construction | 2024 | Guangdong
China | Guangdong Yangjiang Qingzhou V Offshore wind farm | 广东阳江青洲五海上风电场项目 | 1000 | offshore hard mount | construction | 2024 | Guangdong
China | Guangdong Zhanjiang Xuwen Offshore wind farm | 国家电投广东湛江徐闻海上风电场增容项目 | 300 | offshore mount unknown | pre-construction | 2024 | Guangdong
China | Shandong Bandaobei BW Offshore wind farm | 华能山东半岛北BW场址海上风电项目 | 510 | offshore hard mount | construction | 2024 | Shandong
China | Zhejiang Yuhuan (Huaneng) wind farm | 华能玉环2号海上风电项目 | 504 | offshore mount unknown | construction | 2024 | Zhejiang
China | Jiangsu Dafeng H17 Offshore wind farm | 江苏大丰H17号海上风电场 | 200 | offshore hard mount | pre-construction | 2024 | Jiangsu
China | Jiangsu Dafeng H8-1 Offshore wind farm | 江苏大丰H8-1号海上风电场 | 200 | offshore hard mount | pre-construction | 2024 | Jiangsu
China | Jiangsu Dafeng H9 Offshore wind farm | 江苏大丰H9号海上风电场 | 200 | offshore hard mount | pre-construction | 2024 | Jiangsu
China | Guangdong Nan'ao Lemen 1 Offshore wind farm | 南澳勒门Ⅰ海上风电扩建项目 | 352 | offshore hard mount | pre-construction | 2024 | Guangdong
China | Fujian Zhangpu Liu'ao offshore wind farm | 三峡福建漳浦六鳌海上风电场二期项目 | 400 | offshore hard mount | construction | 2024 | Fujian
China | Guangdong Shanwei Jiazi 3 Offshore wind farm | 汕尾甲子三海上风电场 | 600 | offshore hard mount | pre-construction | 2024 | Guangdong
China | Jiangsu Sheyang Southern Area H4 Offshore wind farm | 射阳海上南区H4#30万千瓦风电场 | 300 | offshore hard mount | pre-construction | 2024 | Jiangsu
China | Jiangsu Sheyang Southern Area H5 Offshore wind farm | 射阳海上南区H5#风电场 | 400 | offshore hard mount | pre-construction | 2024 | Jiangsu
China | Zhejiang Taizhou 1 Offshore wind farm | 浙江台州1#海上风电场 | 300 | offshore hard mount | construction | 2024 | Zhejiang
China | Fujian Ningde Xiapu Offshore wind farm | 福建宁德霞浦海上风电A区 | 200 | offshore hard mount | pre-construction | 2025 | Fujian
China | Fujian Zhangpu Liu'Ao Offshore wind farm | 福建漳浦六鳌海上风电场F区 | 201 | offshore hard mount | pre-construction | 2025 | Fujian
China | Guangdong Shantou Zhongpeng Area 1 Offshore wind farm | 广东汕头中澎一海上风电场 | 1000 | offshore hard mount | pre-construction | 2025 | Guangdong
China | Guangdong Shanwei Jieshi Offshore wind farm | 广东汕尾碣石海上风电场 | 3000 | offshore hard mount | pre-construction | 2025 | Guangdong
China | Guangdong Yangjiang Sanshandao Offshore wind farm | 广东阳江三山岛海上风电场 | 1000 | offshore hard mount | pre-construction | 2025 | Guangdong
China | Hainan Wanning Offshore Floating wind farm | 海南万宁漂浮式海上风电项目一期 | 200 | offshore floating | construction | 2025 | Hainan
China | Zhejiang Yuhuan No.2 offshore wind farm | 华能玉环2号海上风电项目 | 504 | offshore hard mount | construction | 2025 | Zhejiang
China | Liaoning Dalian Huayuankou Offshore wind farm | 辽宁大连花园口海上风电场 | 400 | offshore hard mount | pre-construction | 2025 | Liaoning
China | Fujian Ningde Xiapu Offshore wind farm | 福建宁德霞浦海上风电C区 | 400 | offshore hard mount | pre-construction | 2026 | Fujian
China | Fujian Ningde Xiapu Offshore wind farm | 福建宁德霞浦海上风电D区 | 400 | offshore hard mount | announced | 2026 | Fujian
China | Hainan CZ7 Demonstration Offshore wind farm | 海南CZ7海上示范风电场 | 1500 | offshore hard mount | pre-construction | 2026 | Hainan
China | Hainan CZ9 Demonstration Offshore wind farm | 海南CZ9海上示范风电场 | 1500 | offshore hard mount | construction | 2026 | Hainan
China | Jiangsu Dafeng H1 Offshore wind farm | 江苏大丰H1#海上风电场 | 200 | offshore hard mount | pre-construction | 2026 | Jiangsu
China | Hainan Wanning Offshore Floating wind farm | 海南万宁漂浮式海上风电项目二期 | 800 | offshore floating | construction | 2027 | Hainan
China | Guangdong Shanwei Mingyang New Technology Demonstration wind farm | 广东汕尾海洋能源立体化创新开发示范建设项目 (明阳) | 1000 | offshore floating | pre-construction | 2028 | Guangdong
China | Liaoning Zhuanghe (Taopingwan) wind farm | 大连市庄河海上风电场址V项目 | 250 | offshore hard mount | construction |  | Liaoning
China | Hainan Danzhou CZ3 (Datang) Offshore wind farm | 大唐海南儋州120万千瓦海上风电项目 | 1200 | offshore hard mount | pre-construction |  | Hainan
China | Shanghai Donghai Bridge Offshore wind farm | 东海大桥海上风电三期项目 | 150 | offshore mount unknown | pre-construction |  | Shanghai
China | Shanghai Fengxian Offshore wind farm | 奉贤海上风电二期项目 | 250 | offshore mount unknown | pre-construction |  | Shanghai
China | Shanghai Fengxian Offshore wind farm | 奉贤海上风电四期项目 | 200 | offshore mount unknown | pre-construction |  | Shanghai
China | Fujian Pingtan Changjiang'Ao Offshore wind farm | 福建平潭长江澳185MW 海上风电场 | 185 | offshore hard mount | construction |  | Fujian
China | Fujian Changle 'Outer Ocean' Area B Offshore wind farm | 福建长乐外海海上风电场B区 | 100 | offshore hard mount | pre-construction |  | Fujian
China | Guangdong Jieyang Huilai 3 Offshore wind farm | 广东揭阳惠来三海上风电场项目 | 500 | offshore hard mount | pre-construction |  | Guangdong
China | Guangdong Jieyang Huilai 4 Offshore wind farm | 广东揭阳惠来四海上风电场项目 | 1000 | offshore hard mount | pre-construction |  | Guangdong
China | Guangdong Jieyang Huilai 5 Offshore wind farm | 广东揭阳惠来五海上风电场项目 | 1000 | offshore hard mount | pre-construction |  | Guangdong
China | Guangdong Jieyang Huilai 1 Offshore wind farm | 广东揭阳惠来一海上风电场项目 | 800 | offshore hard mount | pre-construction |  | Guangdong
China | Guangdong Jieyang Qianzhan 3 Offshore wind farm | 广东揭阳前詹三海上风电场项目 | 500 | offshore hard mount | pre-construction |  | Guangdong
China | Guangdong Jieyang Qianzhan 1 Offshore wind farm | 广东揭阳前詹一海上风电场项目 | 1200 | offshore hard mount | pre-construction |  | Guangdong
China | Guangxi Fangchenggang Pilot Offshore wind farm | 广西防城港海上风电示范项目A场址工程项目 | 700 | offshore mount unknown | construction |  | Guangxi
China | Shandong Weihai Bandaonan offshore wind farm | 国华半岛南U2场址600MW海上风电项目 | 600 | offshore mount unknown | construction |  | Shandong
China | Shandong Bandaonan (Guohua) Offshore wind farm | 国华半岛南地区600MW海上风电项 | 297.5 | offshore hard mount | construction |  | Shandong
China | Shandong Bandaonan (Guohua) Offshore wind farm | 国华半岛南地区600mw海上风电项目 | 306 | offshore hard mount | construction |  | Shandong
China | Shandong Bozhong G Offshore wind farm | 国华渤中G场址海上风电项目 | 800 | offshore hard mount | pre-construction |  | Shandong
China | Guangdong Jieyang Jinghai Offshore wind farm | 国家电投揭阳靖海150MW海上风电项目增容项目 | 400 | offshore mount unknown | pre-construction |  | Guangdong
China | Hainan CZ2 Demonstration Offshore wind farm | 海南CZ2海上示范风电场 | 1200 | offshore hard mount | construction |  | Hainan
China | Liaoning Liaodong Bay (Huaneng) Offshore wind farm | 华能辽宁公司辽东湾海上风电项目 | 2050 | offshore hard mount | pre-construction |  | Liaoning
China | Shandong Huaneng Offshore K Area wind farm | 华能山东半岛北K场址海上风电项目 | 504 | offshore hard mount | pre-construction |  | Shandong
China | Shandong Huaneng Offshore L Area wind farm | 华能山东半岛北L场址海上风电项目 | 504 | offshore hard mount | pre-construction |  | Shandong
China | Fujian Lianjiang Outer Ocean (China Resources) Offshore wind farm | 华润电力连江外海70万千瓦海上风电场项目 | 700 | offshore hard mount | pre-construction |  | Fujian
China | Jiangsu Dafeng H15 Offshore wind farm | 江苏大丰H15号海上风电场 | 200 | offshore hard mount | pre-construction |  | Jiangsu
China | Jiangsu Dafeng H2 Offshore wind farm | 江苏大丰H2#海上风电场 | 300 | offshore hard mount | pre-construction |  | Jiangsu
China | Jiangsu Sheyang Southern Area H3 Offshore wind farm | 江苏射阳海上南区H3风电场 | 300 | offshore hard mount | pre-construction |  | Jiangsu
China | Shanghai Jinshan Offshore wind farm | 金山海上风电场二期项目 | 200 | offshore mount unknown | pre-construction |  | Shanghai
China | Hainan Dongfang CZ8 Offshore wind farm | 龙源海南东方CZ8场址50万千瓦海上风电项目 | 500 | offshore mount unknown | pre-construction |  | Hainan
China | Fujian Mazu Island Offshore wind farm | 马祖岛外海上风电项目 | 300 | offshore hard mount | pre-construction |  | Fujian
China | Fujian Pingtan offshore area A wind farm | 平潭A区海上风电场项目 | 450 | offshore hard mount | pre-construction |  | Fujian
China | Fujian Pingtan offshore area B and Caoyu wind farm | 平潭B区及平潭草屿海上风电开发项目 | 750 | offshore hard mount | pre-construction |  | Fujian
China | Fujian Meizhou Bay 'Outer Ocean' Offshore wind farm | 莆田湄洲湾外海40万千瓦海上风电项目 | 400 | offshore hard mount | pre-construction |  | Fujian
China | Fujian Putian Pinghai Bay offshore wind farm | 莆田平海湾DE区（40万千瓦）项目 | 400 | offshore mount unknown | pre-construction |  | Fujian
China | Liaoning Dalian Zhuanghe 5 Offshore wind farm | 三峡能源大连市庄河V(250MW)海上风电场项目 | 250 | offshore mount unknown | construction |  | Liaoning
China | Tianjin Nanhaigang Demonstration Offshore wind farm | 三峡天津南港海上风电示范项目 | 196 | offshore hard mount | pre-construction |  | Tianjin
China | Shandong Bandaonan U2 Offshore wind farm | 山东半岛南海上风电U2场址项目（一期） | 300 | offshore hard mount | construction |  | Shandong
China | Shandong Bandaonan U Offshore wind farm | 山东半岛南海上风电基地U场 | 450 | offshore hard mount | construction |  | Shandong
China | Shandong Haiwei Peninsular South U Area Offshore wind farm | 山东海卫半岛南U场址450MW海上风电项目 | 450 | offshore mount unknown | pre-construction |  | Shandong
China | Hebei Shanhaiguan Offshore wind farm | 山海关海上风电一期500兆瓦平价示范项目 | 500 | offshore mount unknown | pre-construction |  | Hebei
China | Guangdong Shantou Nanpeng Offshore wind farm | 汕头南澎二海上风电场项目 | 1000 | offshore hard mount | pre-construction |  | Guangdong
China | Guangdong Shantou Nanpeng Offshore wind farm | 汕头南澎三海上风电场项目 | 1000 | offshore hard mount | pre-construction |  | Guangdong
China | Guangdong Shantou Nanpeng Offshore wind farm | 汕头南澎一海上风电场项目 | 1000 | offshore hard mount | pre-construction |  | Guangdong
China | Guangdong Shantou Qinpeng Offshore wind farm | 汕头芹澎海上风电场二 | 1000 | offshore hard mount | pre-construction |  | Guangdong
China | Guangdong Shantou Qinpeng Offshore wind farm | 汕头芹澎海上风电场三 | 1000 | offshore hard mount | pre-construction |  | Guangdong
China | Guangdong Shantou Qinpeng Offshore wind farm | 汕头芹澎海上风电场四 | 500 | offshore hard mount | pre-construction |  | Guangdong
China | Guangdong Shantou Qinpeng Offshore wind farm | 汕头芹澎海上风电场一 | 1000 | offshore hard mount | pre-construction |  | Guangdong
China | Shanghai Jinshan Offshore wind farm | 上海金山海上风电场一期 | 306 | offshore hard mount | pre-construction |  | Shanghai
China | Jiangsu Rudong H1-2 wind farm | 协鑫如东H1-2#海上风电场 | 200 | offshore hard mount | pre-construction |  | Jiangsu
China | Fujian Changle 'Outer Ocean' Area I Offshore wind farm | 长乐外海I区（南）30万千瓦海上风电项目 | 300 | offshore hard mount | pre-construction |  | Fujian
China | Fujian Changle 'Outer Ocean' Area J Offshore wind farm | 长乐外海J区65万千瓦海上风电项目 | 650 | offshore hard mount | pre-construction |  | Fujian
China | Fujian Changle 'Outer Ocean' Area K Offshore wind farm | 长乐外海K区55万千瓦海上风电项目 | 550 | offshore hard mount | pre-construction |  | Fujian
China | Zhejiang Daishan 1 Offshore wind farm | 浙江岱山1#海上风电场 | 304 | offshore hard mount | construction |  | Zhejiang
China | Zhejiang Dongtou 1 Offshore wind farm | 浙江洞头1#海上风电场 | 400 | offshore hard mount | pre-construction |  | Zhejiang
China | Zhejiang Pingyang 1 Offshore wind farm | 浙江平阳1#海上风电场 | 600 | offshore hard mount | pre-construction |  | Zhejiang
China | Zhejiang Rui'An 1 Offshore wind farm | 浙江瑞安1号海上风电场 | 300 | offshore hard mount | construction |  | Zhejiang
China | Zhejiang Rui'an 2 Offshore wind farm | 浙江瑞安2#海上风电场 | 400 | offshore hard mount | pre-construction |  | Zhejiang
China | Shandong Penglai Oilfield Offshore wind farm | 中海油蓬莱油田海上风电示范项目(一期） | 34 | offshore mount unknown | pre-construction |  | Shandong

## Planned Coal
Tracker ID | Country | Subnational unit (province, state) | Unit | Plant | Chinese Name | Capacity (MW) | Status | RETIRED | Planned Retire | Combustion technology | Coal type | Permits | Captive | Captive industry use | Captive residential use | Update Year | Expected Operation | Notes
G112943 | China | Shandong | Unit 2 | Shandong Luxi power station | 里能集团鲁西发电煤炭地下气化发电项目 | 600 | construction |  |  | ultra-super | wstcoal | 2016-2-1 |  |  |  | 2022 | 2022 | http://www.jining.gov.cn/art/2022/12/31/art_28553_2825382.html
| China | Shandong | Unit 1 |  | 华能青岛热电董家口热电联产 | 350 | operating | [9 empty] | 2022
| China | Shandong | Unit 2 |  | 华能青岛热电董家口热电联产 | 350 | operating | [9 empty] | 2022
| China | Shandong | Unit 1 |  | 里能集团鲁西发电煤炭地下气化发电项目 | 600 | operating | [9 empty] | 2022
| China | Shandong | Unit 6 |  | 山东易达热电东城供热中心热电联产 | 30 | operating | [9 empty] | 2022
| China | Shandong | Unit 1 |  | 泰安市城区西部热源PPP项目 | 50 | operating | [9 empty] | 2022
| China | Shandong | Unit 2 |  | 泰安市城区西部热源PPP项目 | 50 | operating | [9 empty] | 2022
| China | Shandong | New Unit 1 |  | 枣矿滕州富源低热值燃料热电厂 | 350 | operating | [9 empty] | 2022
G102427 | China | Shandong | Unit 1 | Dongming cogen power station | 东明石化华汪热力公司热电 | 350 | construction |  |  | supercritical | unknown | 2015-11-20 |  |  |  | 2021 | 2023 | https://power.in-en.com/html/power-2388389.shtml
G102428 | China | Shandong | Unit 2 | Dongming cogen power station | 东明石化华汪热力公司热电 | 350 | construction |  |  | supercritical | unknown | 2015-11-20 |  |  |  | 2021 | 2023 | https://power.in-en.com/html/power-2388389.shtml
G112658 | China | Shandong | Unit 10 | Huasheng Jiangquan cogen power station | 华盛江泉罗庄热电联产项目 | 350 | construction |  |  | supercritical | wstcoal | 2017-1-17 |  |  |  | 2021 | 2023
G112657 | China | Shandong | Unit 9 | Huasheng Jiangquan cogen power station | 华盛江泉罗庄热电联产项目 | 350 | construction |  |  | supercritical | wstcoal | 2017-1-17 |  |  |  | 2021 | 2023
G113267 | China | Shandong | Unit 5 | JV County Fengyuan cogen power station | 莒县丰源热电 | 350 | construction |  |  | supercritical | unknown |  |  |  |  | 2020 | 2023
G113268 | China | Shandong | Unit 6 | JV County Fengyuan cogen power station | 莒县丰源热电 | 350 | construction |  |  | supercritical | unknown |  |  |  |  | 2020 | 2023
G112941 | China | Shandong | Unit 1 | Liaocheng Xiangguang cogen power station | 山能祥光热电厂 | 660 | construction |  |  | ultra-super | unknown | 2017-05-27 |  |  |  | 2020 | 2023 | 山东能源聊城祥光2×66万千瓦超超临界热电联产项目开工 (baidu.com)
G112942 | China | Shandong | Unit 2 | Liaocheng Xiangguang cogen power station | 山能祥光热电厂 | 660 | construction |  |  | ultra-super | unknown | 2017-05-27 |  |  |  | 2020 | 2023 | 山东能源聊城祥光2×66万千瓦超超临界热电联产项目开工 (baidu.com)
G112894 | China | Shandong | New Unit 2 | Tengzhou Fuyuan cogen power station | 枣矿滕州富源低热值燃料热电厂 | 350 | construction |  |  | supercritical | wstcoal | 2017-4-28 |  |  |  | 2023 | 2023
G102228 | China | Shandong | Unit 1 | Datang Yuncheng power station | 大唐郓城630℃超超临界二次再热国家电力示范项目 | 1000 | permitted |  |  | ultra-super | unknown | 2017-11-30 |  |  |  | 2021 | 2023
G102229 | China | Shandong | Unit 2 | Datang Yuncheng power station | 大唐郓城630℃超超临界二次再热国家电力示范项目 | 1000 | permitted |  |  | ultra-super | unknown | 2020-8-30 |  |  |  | 2021 | 2023
G104086 | China | Shandong | Phase IV, Unit 7 | Huadian Longkou power station | 华电龙口发电厂 | 660 | construction |  |  | ultra-super | anth | 2016-9-29 |  |  |  | 2022 | 2024 | https://baijiahao.baidu.com/s?id=1750912669160330226&wfr=spider&for=pc
G115190 | China | Shandong | Unit 1 | Shandong Yulong Petrochemical power station | 山东裕龙石化自备电厂 | 60 | construction |  |  | subcritical | unknown |  | chemicals | CHP | heat | 2022 | 2024 | http://www.chinaboqi.com/news/show/350.html
G115191 | China | Shandong | Unit 2 | Shandong Yulong Petrochemical power station | 山东裕龙石化自备电厂 | 60 | construction |  |  | subcritical | unknown |  | chemicals | CHP | heat | 2022 | 2024 | http://www.chinaboqi.com/news/show/350.html
G112939 | China | Shandong | Unit 1 | Zhongxing Penglai power station | 中兴电力蓬莱发电项目 | 1000 | construction |  |  | ultra-super | unknown | 2017-4 |  |  |  | 2024 | 2024
G112940 | China | Shandong | Unit 2 | Zhongxing Penglai power station | 中兴电力蓬莱发电项目 | 1000 | construction |  |  | ultra-super | unknown | 2017-4 |  |  |  | 2024 | 2024
G115198 | China | Shandong | New Unit 1 | Qilu Works power station | 齐鲁石化热电厂 | 80 | pre-permit |  |  | subcritical | bituminous |  | chemicals | CHP | heat | 2021 | 2024
G115199 | China | Shandong | New Unit 2 | Qilu Works power station | 齐鲁石化热电厂 | 80 | pre-permit |  |  | subcritical | bituminous |  | chemicals | CHP | heat | 2021 | 2024
G100893 | China | Shandong | Unit 1 | Binzhou Boxing power station | 国家能源集团博兴发电厂 | 1000 | construction |  |  | ultra-super | unknown | 2015-12-21 |  |  |  | 2023 | 2025 | http://www.boxing.gov.cn/art/2023/1/10/art_117915_10541613.html
G100894 | China | Shandong | Unit 2 | Binzhou Boxing power station | 国家能源集团博兴发电厂 | 1000 | construction |  |  | ultra-super | unknown | 2015-12-21 |  |  |  | 2025 | 2025 | http://www.boxing.gov.cn/art/2023/1/10/art_117915_10541613.html
G115192 | China | Shandong | Unit 3 | Shandong Yulong Petrochemical power station | 山东裕龙石化自备电厂 | 60 | construction |  |  | subcritical | unknown |  | chemicals | CHP | heat | 2022 | 2025 | http://www.chinaboqi.com/news/show/350.html
G115193 | China | Shandong | Unit 4 | Shandong Yulong Petrochemical power station | 山东裕龙石化自备电厂 | 60 | construction |  |  | subcritical | unknown |  | chemicals | CHP | heat | 2022 | 2025 | http://www.chinaboqi.com/news/show/350.html
G115379 | China | Shandong | Unit 5 | Shandong Yulong Petrochemical power station | 山东裕龙石化自备电厂 | 60 | construction |  |  | subcritical | unknown |  | chemicals | CHP | heat | 2022 | 2025 | http://www.chinaboqi.com/news/show/350.html
G104087 | China | Shandong | Phase IV, Unit 8 | Huadian Longkou power station | 华电龙口发电厂 | 660 | pre-permit |  |  | ultra-super | anth |  |  |  |  | 2022 | 2025 | 华电龙口四期2×66万千瓦热电联产项目第二台机组喜获核准¦中国华电集团¦中国能源公司¦中国电力公司¦能源消费总量_网易订阅 (163.com)
G115188 | China | Shandong | Unit 1 | Huaneng Jining power station relocation project | 华能济宁电厂政策性搬迁项目 | 350 | announced |  |  | unknown | unknown
G115189 | China | Shandong | Unit 2 | Huaneng Jining power station relocation project | 华能济宁电厂政策性搬迁项目 | 350 | announced |  |  | unknown | unknown
G112659 | China | Shandong | Unit 5 | Shandong Qingquan cogen power station | 山东清泉热电厂 | 30 | pre-permit |  |  | unknown | unknown
从核准煤电项目所在省份看，东部负荷大省依旧是新增煤电装机的主要贡献者。2023年上半年审批通过煤电项目装机最多的五个省份依次为河北（771万千瓦）、江苏（730万千瓦）、山东（668万千瓦）、广东（600万千瓦）、湖北（535万千瓦）。其中，河北、江苏、广东连续两年新增核准煤电装机量均超过500万千瓦[5]。

## Planned Gas
Wiki URL | Country | Subnational unit (province, state) | Plant name | Plant name (local script) | Unit name | Fuel | Capacity (MW) | Status | Technology | Start year
https://www.gem.wiki/Chongqing_Wujiang_Gas_power_station | China | Chongqing | Chongqing Wujiang Gas power station | 乌江电力燃机发电联产项目 | 1 | NG | 480 | announced | CC | 2024
https://www.gem.wiki/Chongqing_Qianjiang_power_station | China | Chongqing | Chongqing Qianjiang power station | 黔江燃机项目 | 1 | NG | 480 | announced | CC | 2024
https://www.gem.wiki/Huaneng_Haikou_power_plant | China | Hainan | Huaneng Haikou power plant | 华能海口电厂天然气发电项目 | 1 | NG | 460 | announced | CC | 2024
https://www.gem.wiki/Huaneng_Haikou_power_plant | China | Hainan | Huaneng Haikou power plant | 华能海口电厂天然气发电项目 | 2 | NG | 460 | announced | CC | 2024
https://www.gem.wiki/Huadian_Jiangmen_Distributed_Gas_power_station | China | Guangdong | Huadian Jiangmen Distributed Gas power station | 华电江门蓬沙江沙分布式能源站, 华电福新江沙电厂二期 | 2-1 | NG | 115 | announced | CC | 2024
https://www.gem.wiki/Huadian_Jiangmen_Distributed_Gas_power_station | China | Guangdong | Huadian Jiangmen Distributed Gas power station | 华电江门蓬沙江沙分布式能源站, 华电福新江沙电厂二期 | 2-2 | NG | 115 | announced | CC | 2024
https://www.gem.wiki/GCL_Fogang_Gas_Distributed_Energy_Station | China | Guangdong | GCL Fogang Gas Distributed Energy Station | 协鑫佛冈燃气分布式能源电站 | 3 | NG | 120 | announced | CC | 2024
https://www.gem.wiki/Guangxi_CNOOC_Beihai_power_station | China | Guangxi | Guangxi CNOOC Beihai power station | 中海油广西北海天然气发电项目 | 1 | NG | 530 | announced | CC | 2025
https://www.gem.wiki/Guangxi_CNOOC_Beihai_power_station | China | Guangxi | Guangxi CNOOC Beihai power station | 中海油广西北海天然气发电项目 | 2 | NG | 530 | announced | CC | 2025
https://www.gem.wiki/Chongqing_Tongliang_power_station | China | Chongqing | Chongqing Tongliang power station | 铜梁燃机项目一期 | 1-1 | NG | 700 | announced | not found | 2025
https://www.gem.wiki/Chongqing_Tongliang_power_station | China | Chongqing | Chongqing Tongliang power station | 铜梁燃机项目一期 | 1-2 | NG | 700 | announced | not found | 2025
https://www.gem.wiki/Dongguan_Shatian_Environmental_Professional_Base_Oasis_Distributed_Gas_power_plant | China | Guangdong | Dongguan Shatian Environmental Professional Base Oasis Distributed Gas power plant | 东莞沙田环保专业基地绿洲燃气热电分布式能源站項目 | 1 | NG | 75 | announced | not found | 2025
https://www.gem.wiki/Dongguan_Shatian_Environmental_Professional_Base_Oasis_Distributed_Gas_power_plant | China | Guangdong | Dongguan Shatian Environmental Professional Base Oasis Distributed Gas power plant | 东莞沙田环保专业基地绿洲燃气热电分布式能源站項目 | 2 | NG | 75 | announced | not found | 2025
https://www.gem.wiki/Shenzhen_Energy_Zhangyang_Gas_power_station | China | Guangdong | Shenzhen Energy Zhangyang Gas power station | 深能东莞樟洋燃机电厂, 樟洋电厂三期扩建项目 | 3 | NG | 470 | announced | not found | 2025
https://www.gem.wiki/Jiangmen_Heshan_power_station | China | Guangdong | Jiangmen Heshan power station | 江门鹤山燃气-蒸汽联合循环热电联产项目 | 1 | NG | 120 | announced | CC | 2025
https://www.gem.wiki/Jiangmen_Heshan_power_station | China | Guangdong | Jiangmen Heshan power station | 江门鹤山燃气-蒸汽联合循环热电联产项目 | 2 | NG | 120 | announced | CC | 2025
https://www.gem.wiki/Guangzhou_(Meizhou)_Industrial_Transfer_Industrial_Park_Distributed_power_station | China | Guangdong | Guangzhou (Meizhou) Industrial Transfer Industrial Park Distributed power station | 广州（梅州）产业转移工业园分布式综合能源站项目 | 1 | NG | 50 | announced | CC | 2025
https://www.gem.wiki/Guangzhou_(Meizhou)_Industrial_Transfer_Industrial_Park_Distributed_power_station | China | Guangdong | Guangzhou (Meizhou) Industrial Transfer Industrial Park Distributed power station | 广州（梅州）产业转移工业园分布式综合能源站项目 | 2 | NG | 50 | announced | CC | 2025
https://www.gem.wiki/China_Resources_Power_Dongguan_Dalang_Distributed_Energy_Station | China | Guangdong | China Resources Power Dongguan Dalang Distributed Energy Station | 华润电力东莞大朗分布式能源项目 | 1 | NG | 120 | announced | not found | 2025
https://www.gem.wiki/China_Resources_Power_Dongguan_Dalang_Distributed_Energy_Station | China | Guangdong | China Resources Power Dongguan Dalang Distributed Energy Station | 华润电力东莞大朗分布式能源项目 | 2 | NG | 120 | announced | not found | 2025
https://www.gem.wiki/Chongqing_Kaizhou_power_station | China | Chongqing | Chongqing Kaizhou power station | 开州重型燃机多联供项目 | 1 | NG | 700 | announced | CC | 2026
https://www.gem.wiki/Chongqing_Kaizhou_power_station | China | Chongqing | Chongqing Kaizhou power station | 开州重型燃机多联供项目 | 2 | NG | 700 | announced | CC | 2026
https://www.gem.wiki/Huaneng_Sichuan_Bazhong_power_station | China | Sichuan | Huaneng Sichuan Bazhong power station | 华能巴中燃机工程项目 | 2-1 | NG | 450 | announced | CC | not found
https://www.gem.wiki/Huaneng_Sichuan_Bazhong_power_station | China | Sichuan | Huaneng Sichuan Bazhong power station | 华能巴中燃机工程项目 | 2-2 | NG | 450 | announced | CC | not found
https://www.gem.wiki/Chongqing_Changshou_power_station | China | Chongqing | Chongqing Changshou power station | 重庆华电长寿燃机热电项目 | 2-1 | NG | 700 | announced | CC | not found
https://www.gem.wiki/Chongqing_Changshou_power_station | China | Chongqing | Chongqing Changshou power station | 重庆华电长寿燃机热电项目 | 2-2 | NG | 700 | announced | CC | not found
https://www.gem.wiki/Chongqing_Nanchuan_power_station | China | Chongqing | Chongqing Nanchuan power station | 南川燃机项目 | 1 | NG | 300 | announced | not found | not found
https://www.gem.wiki/Chongqing_Tongliang_power_station | China | Chongqing | Chongqing Tongliang power station | 铜梁燃机项目二期 | 2-2 | NG | 700 | announced | not found | not found
https://www.gem.wiki/Chongqing_Tongliang_power_station | China | Chongqing | Chongqing Tongliang power station | 铜梁燃机项目二期 | 2-2 | NG | 700 | announced | not found | not found
https://www.gem.wiki/Hechuan_Distributed_Gas_power_station | China | Chongqing | Hechuan Distributed Gas power station | 合川天然气分布式能源站 | 1 | NG | 80 | announced | not found | not found
https://www.gem.wiki/Wenzhou_Dongtou_power_station | China | Zhejiang | Wenzhou Dongtou power station | 温州LNG配套电厂一期 | 1-1 | LNG | 780 | announced | CC | not found
https://www.gem.wiki/Wenzhou_Dongtou_power_station | China | Zhejiang | Wenzhou Dongtou power station | 温州LNG配套电厂一期 | 1-2 | LNG | 780 | announced | CC | not found
https://www.gem.wiki/Wenzhou_Dongtou_power_station | China | Zhejiang | Wenzhou Dongtou power station | 温州LNG配套电厂二期 | 2-1 | LNG | 780 | announced | CC | not found
https://www.gem.wiki/Wenzhou_Dongtou_power_station | China | Zhejiang | Wenzhou Dongtou power station | 温州LNG配套电厂二期 | 2-2 | LNG | 780 | announced | CC | not found
https://www.gem.wiki/Guangxi_Fangchenggang_Steel_Base_power_station | China | Guangxi | Guangxi Fangchenggang Steel Base power station | 防城港钢铁基地项目（一期）余热余能综合利用项目（二期） | 4 | BFG | 180 | announced | ST | not found
https://www.gem.wiki/Sichuan_Huaneng_Wusheng_power_station | China | Sichuan | Sichuan Huaneng Wusheng power station | 华能-武胜清洁能源项目 | 1 | NG | 700 | announced | CC | not found
https://www.gem.wiki/Sichuan_Huaneng_Wusheng_power_station | China | Sichuan | Sichuan Huaneng Wusheng power station | 华能-武胜清洁能源项目 | 2 | NG | 700 | announced | CC | not found
https://www.gem.wiki/Guangzhou_Baiyun_Hengyun_power_station | China | Guangdong | Guangzhou Baiyun Hengyun power station | 广州白云恒运天然气发电项目二期 | 2-1 | NG | 460 | announced | CC | not found
https://www.gem.wiki/Datang_Haikou_Gas_power_station | China | Hainan | Datang Haikou Gas power station | 大唐海口天然气发电厂 | 2-1 | NG | 487 | announced | CC | not found
https://www.gem.wiki/Datang_Haikou_Gas_power_station | China | Hainan | Datang Haikou Gas power station | 大唐海口天然气发电厂 | 2-2 | NG | 487 | announced | CC | not found
https://www.gem.wiki/Hebei_Taihang_Iron_and_Steel_Group_Co.,_Ltd._Gas_Power_Project | China | Hebei | Hebei Taihang Iron and Steel Group Co., Ltd. Gas Power Project | 河北太行钢铁集团有限公司 1×100MW 亚临界超高温煤气发电工程项目 | 2-2 | BFG | 100 | announced | ST | not found
https://www.gem.wiki/Guangdong_Boluo_Longxi_power_station | China | Guangdong | Guangdong Boluo Longxi power station | 博罗县龙溪天然气热电冷联产项目 | 1 | NG | 360 | announced | not found | not found
https://www.gem.wiki/Guangdong_Huizhou_Pinghai_power_plant | China | Guangdong | Guangdong Huizhou Pinghai power plant | 广东惠州平海电厂燃气机组项目 | 1 | NG | 600 | announced | not found | not found
https://www.gem.wiki/Guangdong_Huizhou_Pinghai_power_plant | China | Guangdong | Guangdong Huizhou Pinghai power plant | 广东惠州平海电厂燃气机组项目 | 2 | NG | 600 | announced | not found | not found
https://www.gem.wiki/Huangneng_Guangdong_Huizhou_power_station | China | Guangdong | Huangneng Guangdong Huizhou power station | 华能惠州龙门燃机一期项目 | 1-1 | NG | 120 | announced | not found | not found
https://www.gem.wiki/Huangneng_Guangdong_Huizhou_power_station | China | Guangdong | Huangneng Guangdong Huizhou power station | 华能惠州龙门燃机一期项目 | 1-2 | NG | 120 | announced | not found | not found
https://www.gem.wiki/Huizhou_Daya_Bay_Petrochemical_Zone_Comprehensive_Energy_Station | China | Guangdong | Huizhou Daya Bay Petrochemical Zone Comprehensive Energy Station | 广东粤电大亚湾综合能源有限公司, 惠州大亚湾石化区综合能源站二期 | 2-1 | NG | 530 | announced | CC | not found
https://www.gem.wiki/Huizhou_Daya_Bay_Petrochemical_Zone_Comprehensive_Energy_Station | China | Guangdong | Huizhou Daya Bay Petrochemical Zone Comprehensive Energy Station | 广东粤电大亚湾综合能源有限公司, 惠州大亚湾石化区综合能源站二期 | 2-2 | NG | 530 | announced | CC | not found
https://www.gem.wiki/Shenzhen_Energy_Fengda_Gas_Thermal_power_station | China | Guangdong | Shenzhen Energy Fengda Gas Thermal power station | 丰达三期天然气发电项目 | 3-1 | NG | 460 | announced | CC | not found
https://www.gem.wiki/Shenzhen_Energy_Fengda_Gas_Thermal_power_station | China | Guangdong | Shenzhen Energy Fengda Gas Thermal power station | 丰达三期天然气发电项目 | 3-2 | NG | 460 | announced | CC | not found
https://www.gem.wiki/Shenzhen_Energy_Fengda_Gas_Thermal_power_station | China | Guangdong | Shenzhen Energy Fengda Gas Thermal power station | 丰达三期天然气发电项目 | 3-3 | NG | 460 | announced | CC | not found
https://www.gem.wiki/Yudean_Huizhou_Gas_power_station | China | Guangdong | Yudean Huizhou Gas power station | 广东惠州天然气发电厂 | 3-1 | LNG | 175 | announced | CC | not found
https://www.gem.wiki/Yudean_Huizhou_Gas_power_station | China | Guangdong | Yudean Huizhou Gas power station | 广东惠州天然气发电厂 | 3-2 | LNG | 175 | announced | CC | not found
https://www.gem.wiki/Yudean_Huizhou_Gas_power_station | China | Guangdong | Yudean Huizhou Gas power station | 广东惠州天然气发电厂 | 3-3 | LNG | 175 | announced | CC | not found
https://www.gem.wiki/Yudean_Huizhou_Gas_power_station | China | Guangdong | Yudean Huizhou Gas power station | 广东惠州天然气发电厂 | 3-4 | LNG | 175 | announced | CC | not found
https://www.gem.wiki/Guanghai_Bay_power_station | China | Guangdong | Guanghai Bay power station | 广海湾天然气热电联产项目二期 | 3 | LNG | 800 | announced | CC | not found
https://www.gem.wiki/Guanghai_Bay_power_station | China | Guangdong | Guanghai Bay power station | 广海湾天然气热电联产项目二期 | 4 | LNG | 800 | announced | CC | not found
https://www.gem.wiki/Laixi_Guhe_Thermal_power_station | China | Shandong | Laixi Guhe Thermal power station | 山东莱西沽河热电厂 | 1 | NG | 230 | announced | CC | not found
https://www.gem.wiki/Laixi_Guhe_Thermal_power_station | China | Shandong | Laixi Guhe Thermal power station | 山东莱西沽河热电厂 | 2 | NG | 230 | announced | CC | not found
https://www.gem.wiki/Huadian_Xianghe_Gas_Energy_Station | China | Hebei | Huadian Xianghe Gas Energy Station | 华电香河燃气能源站 | 2-1 | NG | 200 | announced | CC | not found
https://www.gem.wiki/Huadian_Xianghe_Gas_Energy_Station | China | Hebei | Huadian Xianghe Gas Energy Station | 华电香河燃气能源站 | 2-2 | NG | 200 | announced | CC | not found
https://www.gem.wiki/Linyi_power_station | China | Shandong | Linyi power station | 华能临沂热电厂 | 1 | NG | 475 | announced | CC | not found
https://www.gem.wiki/Linyi_power_station | China | Shandong | Linyi power station | 华能临沂热电厂 | 2 | NG | 475 | announced | CC | not found
https://www.gem.wiki/Sichuan_Renshou_Thermal_power_station | China | Sichuan | Sichuan Renshou Thermal power station | 华能四川仁寿热电厂 | 1 | NG | 600 | announced | CC | not found
https://www.gem.wiki/Sichuan_Renshou_Thermal_power_station | China | Sichuan | Sichuan Renshou Thermal power station | 华能四川仁寿热电厂 | 2 | NG | 600 | announced | CC | not found
https://www.gem.wiki/Datang_Qingdao_Gas_Thermal_power_station | China | Shandong | Datang Qingdao Gas Thermal power station | 大唐青岛天然气热电联产工程 | 2-1 | NG | 460 | announced | CC | not found
https://www.gem.wiki/Datang_Qingdao_Gas_Thermal_power_station | China | Shandong | Datang Qingdao Gas Thermal power station | 大唐青岛天然气热电联产工程 | 2-2 | NG | 460 | announced | CC | not found
https://www.gem.wiki/Huaneng_Qingyuan_power_station | China | Guangdong | Huaneng Qingyuan power station | 华能清远高新区燃气电厂二期 | 2-1 | NG | 460 | announced | CC | not found
https://www.gem.wiki/Huaneng_Qingyuan_power_station | China | Guangdong | Huaneng Qingyuan power station | 华能清远高新区燃气电厂二期 | 2-2 | NG | 460 | announced | CC | not found
https://www.gem.wiki/Huaneng_Shandong_Rizhao_power_station | China | Shandong | Huaneng Shandong Rizhao power station | 华能日照电厂2×9H天然气发电项目 | 1 | NG | 660 | announced | not found | not found
https://www.gem.wiki/Huaneng_Shandong_Rizhao_power_station | China | Shandong | Huaneng Shandong Rizhao power station | 华能日照电厂2×9H天然气发电项目 | 2 | NG | 660 | announced | not found | not found
https://www.gem.wiki/Huaneng_Shantou_power_plant | China | Guangdong | Huaneng Shantou power plant | 华能汕头燃机热电联产项目 | 1 | NG | 470 | announced | CC | not found
https://www.gem.wiki/Huaneng_Shantou_power_plant | China | Guangdong | Huaneng Shantou power plant | 华能汕头燃机热电联产项目 | 2 | NG | 470 | announced | CC | not found
https://www.gem.wiki/Guangdong_Shanwei_Haifeng_power_station | China | Guangdong | Guangdong Shanwei Haifeng power station | 汕尾海丰天然气热电联产保障电源项目二期 | 2-1 | NG | 460 | announced | CC | not found
https://www.gem.wiki/Guangdong_Shanwei_Haifeng_power_station | China | Guangdong | Guangdong Shanwei Haifeng power station | 汕尾海丰天然气热电联产保障电源项目二期 | 2-2 | NG | 460 | announced | CC | not found
https://www.gem.wiki/Shenzhen_Energy_East_power_station | China | Guangdong | Shenzhen Energy East power station | 深圳能源东部电厂 | 3-1 | LNG | 850 | announced | CC | not found
https://www.gem.wiki/Shenzhen_Energy_East_power_station | China | Guangdong | Shenzhen Energy East power station | 深圳能源东部电厂 | 3-2 | LNG | 850 | announced | CC | not found
https://www.gem.wiki/Shenzhen_Energy_East_power_station | China | Guangdong | Shenzhen Energy East power station | 深圳能源东部电厂 | 3-3 | LNG | 850 | announced | CC | not found
https://www.gem.wiki/Shandong_DADI_Salt_Chemical_Group_Co.,Ltd._power_project | China | Shandong | Shandong DADI Salt Chemical Group Co.,Ltd. power project | 山东大地盐化集团公司热电联产项目 | 1 | NG | 470 | announced | CC | not found
https://www.gem.wiki/Shandong_DADI_Salt_Chemical_Group_Co.,Ltd._power_project | China | Shandong | Shandong DADI Salt Chemical Group Co.,Ltd. power project | 山东大地盐化集团公司热电联产项目 | 2 | NG | 470 | announced | CC | not found
https://www.gem.wiki/Sichuan_Suining_Anju_Natural_Gas_power_station | China | Sichuan | Sichuan Suining Anju Natural Gas power station | 华电安居天然气发电厂 | 2-1 | NG | 600 | announced | CC | not found
https://www.gem.wiki/Sichuan_Suining_Anju_Natural_Gas_power_station | China | Sichuan | Sichuan Suining Anju Natural Gas power station | 华电安居天然气发电厂 | 2-2 | NG | 600 | announced | CC | not found
https://www.gem.wiki/Changsha_power_station | China | Hunan | Changsha power station | 长沙电厂二期燃气发电调峰 | 2-1 | NG | 500 | announced | not found | not found
https://www.gem.wiki/Changsha_power_station | China | Hunan | Changsha power station | 长沙电厂二期燃气发电调峰 | 2-2 | NG | 500 | announced | not found | not found
https://www.gem.wiki/Rongcheng_Gas_Thermal_power_station | China | Shandong | Rongcheng Gas Thermal power station | 荣成市天然气热电厂 | 3 | LNG | 200 | announced | CC | not found
https://www.gem.wiki/Rongcheng_Gas_Thermal_power_station | China | Shandong | Rongcheng Gas Thermal power station | 荣成市天然气热电厂 | 4 | LNG | 200 | announced | CC | not found
https://www.gem.wiki/Rongcheng_Gas_Thermal_power_station | China | Shandong | Rongcheng Gas Thermal power station | 荣成市天然气热电厂 | 5 | LNG | 200 | announced | CC | not found
https://www.gem.wiki/Southern_Grid_Hainan_Wenchang_Gas_power_station | China | Hainan | Southern Grid Hainan Wenchang Gas power station | 南方电网海南文昌燃气电厂 | 2-1 | NG | 460 | announced | CC | not found
https://www.gem.wiki/Southern_Grid_Hainan_Wenchang_Gas_power_station | China | Hainan | Southern Grid Hainan Wenchang Gas power station | 南方电网海南文昌燃气电厂 | 2-2 | NG | 460 | announced | CC | not found
https://www.gem.wiki/Yangjiang_Gaoxin_District_power_station | China | Guangdong | Yangjiang Gaoxin District power station | 阳江高新区天然气热电联产二期 | 2-1 | LNG | 450 | announced | not found | not found
https://www.gem.wiki/Yangjiang_Gaoxin_District_power_station | China | Guangdong | Yangjiang Gaoxin District power station | 阳江高新区天然气热电联产二期 | 2-2 | LNG | 450 | announced | not found | not found
https://www.gem.wiki/Huarun_Guangdong_Zhanjiang_Donghaidao_power_station | China | Guangdong | Huarun Guangdong Zhanjiang Donghaidao power station | 华润电力东海岛天然气热电联产项目 | 1 | NG | 460 | announced | not found | not found
https://www.gem.wiki/Huarun_Guangdong_Zhanjiang_Donghaidao_power_station | China | Guangdong | Huarun Guangdong Zhanjiang Donghaidao power station | 华润电力东海岛天然气热电联产项目 | 2 | NG | 460 | announced | not found | not found
https://www.gem.wiki/Zhanjiang_Disaster_Protection_power_station | China | Guangdong | Zhanjiang Disaster Protection power station | 湛江抗灾保障电源项目 | 1 | NG | 360 | announced | not found | not found
https://www.gem.wiki/Guangdong_Gaoyao_Prefabricated_Vegetable_Industrial_Park_power_station | China | Guangdong | Guangdong Gaoyao Prefabricated Vegetable Industrial Park power station | 粤港澳大湾区（高要）预制菜产业园热电冷联产 | 1 | NG | 240 | announced | not found | not found
https://www.gem.wiki/Guangzhou_University_City_Distributed_Gas_power_station | China | Guangdong | Guangzhou University City Distributed Gas power station | 广州大学城华电新能源有限公司二期500MW级燃机热电联产项目 | 2-1 | NG | 500 | announced | CC
https://www.gem.wiki/Yudean_Huadu_Gas_Thermal_power_station | China | Guangdong | Yudean Huadu Gas Thermal power station | 粤电花都天然气热电厂 | 3 | NG | 400 | announced | not found
https://www.gem.wiki/Yudean_Huadu_Gas_Thermal_power_station | China | Guangdong | Yudean Huadu Gas Thermal power station | 粤电花都天然气热电厂 | 4 | NG | 400 | announced | not found
https://www.gem.wiki/Yuehua_Huangpu_power_station | China | Guangdong | Yuehua Huangpu power station | 粤电黄埔电厂 | 3 | NG | 600 | construction | CC | 2023
https://www.gem.wiki/Asia_Symbol_(Guangdong)_Gas_Thermal_power_station | China | Guangdong | Asia Symbol (Guangdong) Gas Thermal power station | 亚太森博（广东）纸业有限公司热电厂 | 1 | NG | 80 | construction | CC | 2023
https://www.gem.wiki/Huadian_Zhangqiu_Gas_Thermal_power_station | China | Shandong | Huadian Zhangqiu Gas Thermal power station | 华电章丘燃机热电厂 | 1 | NG | 400 | construction | CC | 2023
https://www.gem.wiki/Hanneng_Power_Tunkou_Gas_power_station | China | Hubei | Hanneng Power Tunkou Gas power station | 汉能电力沌口燃机电厂 | 2-2 | NG | 100 | construction | CC | 2023
https://www.gem.wiki/Chongqing_Yubei_power_station | China | Chongqing | Chongqing Yubei power station | 渝北燃机项目 | 1 | NG | 700 | construction | CC | 2024
https://www.gem.wiki/Chuzhou_Natural_Gas_Peaking_power_station | China | Anhui | Chuzhou Natural Gas Peaking power station | 滁州天然气调峰电厂 | 2 | LNG | 450 | construction | CC | 2024
https://www.gem.wiki/Xiangtou_International_Hengdong_Gas_power_station | China | Hunan | Xiangtou International Hengdong Gas power station | 湘投国际衡东燃气发电项目 | 1 | NG | 490 | construction | CC | 2024
https://www.gem.wiki/Xiangtou_International_Hengdong_Gas_power_station | China | Hunan | Xiangtou International Hengdong Gas power station | 湘投国际衡东燃气发电项目 | 2 | NG | 490 | construction | CC | 2024
https://www.gem.wiki/Sichuan_Investment_Group_Dazhou_Gas_power_station | China | Sichuan | Sichuan Investment Group Dazhou Gas power station | 川投达州燃气发电站 | 2-1 | NG | 741.21 | construction | CC | 2024
https://www.gem.wiki/Sichuan_Investment_Group_Dazhou_Gas_power_station | China | Sichuan | Sichuan Investment Group Dazhou Gas power station | 川投达州燃气发电站 | 2-2 | NG | 741.21 | construction | CC | 2024
https://www.gem.wiki/Sichuan_Deyang_Zhongjiang_power_station | China | Sichuan | Sichuan Deyang Zhongjiang power station | 德阳中江燃气发电项目 | 1 | NG | 700 | construction | CC | 2024
https://www.gem.wiki/Huaneng_Dongguan_Gas_Thermal_power_station | China | Guangdong | Huaneng Dongguan Gas Thermal power station | 华能东莞燃机热电 | 2-1 | NG | 498 | construction | CC | 2024
https://www.gem.wiki/Huaneng_Dongguan_Gas_Thermal_power_station | China | Guangdong | Huaneng Dongguan Gas Thermal power station | 华能东莞燃机热电 | 2-2 | NG | 498 | construction | CC | 2024
https://www.gem.wiki/Shennan_Power_Dongguan_Gaobu_Natural_Gas_power_station | China | Guangdong | Shennan Power Dongguan Gaobu Natural Gas power station | 深南电东莞高埗天然气电厂 | 2-1 | LNG | 470 | construction | CC | 2024
https://www.gem.wiki/Sichuan_Guangyuan_Thermal_power_station | China | Sichuan | Sichuan Guangyuan Thermal power station | 四川能投广元天然气发电厂 | 1 | NG | 700 | construction | CC | 2024
https://www.gem.wiki/Sichuan_Guangyuan_Thermal_power_station | China | Sichuan | Sichuan Guangyuan Thermal power station | 四川能投广元天然气发电厂 | 2 | NG | 700 | construction | CC | 2024
https://www.gem.wiki/China_Resources_Nansha_Hengli_Gas_Thermal_power_station | China | Guangdong | China Resources Nansha Hengli Gas Thermal power station | 华润南沙横沥燃气热电厂 | 1-ST | NG | 60 | construction | ST | 2024
https://www.gem.wiki/China_Resources_Nansha_Hengli_Gas_Thermal_power_station | China | Guangdong | China Resources Nansha Hengli Gas Thermal power station | 华润南沙横沥燃气热电厂 | 2-ST | NG | 60 | construction | ST | 2024
https://www.gem.wiki/Harbin_Jieneng_Cogeneration_power_station | China | Heilongjiang | Harbin Jieneng Cogeneration power station | 捷能热力电站有限公司哈尔滨新区燃气热电联产项目 | 1 | NG | 80 | construction | GT | 2024
https://www.gem.wiki/Harbin_Jieneng_Cogeneration_power_station | China | Heilongjiang | Harbin Jieneng Cogeneration power station | 捷能热力电站有限公司哈尔滨新区燃气热电联产项目 | 2 | NG | 80 | construction | GT | 2024
https://www.gem.wiki/Wanneng_Hefei_Peaking_power_station | China | Anhui | Wanneng Hefei Peaking power station | 皖能合肥天然气调峰电厂 | 1 | NG | 450 | construction | CC | 2024
https://www.gem.wiki/Wanneng_Hefei_Peaking_power_station | China | Anhui | Wanneng Hefei Peaking power station | 皖能合肥天然气调峰电厂 | 2 | NG | 450 | construction | CC | 2024
https://www.gem.wiki/Huadian_Huizhou_Dongjiang_Gas_cogeneration_power_station | China | Guangdong | Huadian Huizhou Dongjiang Gas cogeneration power station | 华电广东惠州东江燃机热电厂 | 1 | NG | 535 | construction | CC | 2024
https://www.gem.wiki/Huadian_Huizhou_Dongjiang_Gas_cogeneration_power_station | China | Guangdong | Huadian Huizhou Dongjiang Gas cogeneration power station | 华电广东惠州东江燃机热电厂 | 2 | NG | 535 | construction | CC | 2024
https://www.gem.wiki/Guangdong_Xinhui_Daze_Gas_Thermal_power_station | China | Guangdong | Guangdong Xinhui Daze Gas Thermal power station | 新会大泽2×50MW级燃气热电项目 | 1 | NG | 50 | construction | CC | 2024
https://www.gem.wiki/Guangdong_Xinhui_Daze_Gas_Thermal_power_station | China | Guangdong | Guangdong Xinhui Daze Gas Thermal power station | 新会大泽2×50MW级燃气热电项目 | 2 | NG | 50 | construction | CC | 2024
https://www.gem.wiki/Huadian_Zhangqiu_Gas_Thermal_power_station | China | Shandong | Huadian Zhangqiu Gas Thermal power station | 华电章丘燃机热电厂 | 2 | NG | 400 | construction | CC | 2024
https://www.gem.wiki/Zhejiang_Zheneng_Zhenhai_United_Power_Generation_Co.,_Ltd._power_station | China | Zhejiang | Zhejiang Zheneng Zhenhai United Power Generation Co., Ltd. power station | 浙能镇海联合发电公司燃机异地迁建改造项目 | 1 | NG | 490 | construction | CC | 2024
https://www.gem.wiki/Huaneng_Pengzhou_power_station | China | Sichuan | Huaneng Pengzhou power station | 彭州市华能彭州燃机工程一期项目 | 1 | NG | 400 | construction | CC | 2024
https://www.gem.wiki/Huaneng_Pengzhou_power_station | China | Sichuan | Huaneng Pengzhou power station | 华能彭州天然气热电联产项目 | 2 | NG | 400 | construction | CC | 2024
https://www.gem.wiki/Anhui_Changjiang_Steel_Co.,_Ltd._Gas_Power_Project | China | Anhui | Anhui Changjiang Steel Co., Ltd. Gas Power Project | 安徽长江钢铁股份有限公司节能减排煤气发电项目 | 2 | BFG | 85 | construction | ST | 2024
https://www.gem.wiki/Mawan_power_station | China | Guangdong | Mawan power station | 妈湾电厂升级改造气电一期 | 1 | NG | 681 | construction | CC | 2024
https://www.gem.wiki/Neijiang_Baima_power_station | China | Sichuan | Neijiang Baima power station | 华电内江白马燃气发电厂 | 1 | NG | 475 | construction | CC | 2024
https://www.gem.wiki/Zhejiang_Zhenhai_power_plant | China | Zhejiang | Zhejiang Zhenhai power plant | 浙能镇海天然气公司燃机搬迁改造项目 | 1 | NG | 430 | construction | CC | 2024
https://www.gem.wiki/Panzhihua_Steel_Group_Panzhihua_Steel_Vanadium_Co.,_Ltd._power_project | China | Sichuan | Panzhihua Steel Group Panzhihua Steel Vanadium Co., Ltd. power project | 攀钢钒能动分公司100MW余热余能利用发电二期工程 | 2 | BFG | 100 | construction | ST | 2024
https://www.gem.wiki/Huadian_Qingdao_Gas_Thermal_power_station | China | Shandong | Huadian Qingdao Gas Thermal power station | 华电青岛燃机热电厂 | 2 | NG | 460 | construction | CC | 2024
https://www.gem.wiki/GCL_Fogang_Gas_Distributed_Energy_Station | China | Guangdong | GCL Fogang Gas Distributed Energy Station | 协鑫佛冈燃气分布式能源电站 | 1 | NG | 120 | construction | CC | 2024
https://www.gem.wiki/GCL_Fogang_Gas_Distributed_Energy_Station | China | Guangdong | GCL Fogang Gas Distributed Energy Station | 协鑫佛冈燃气分布式能源电站 | 2 | NG | 120 | construction | CC | 2024
https://www.gem.wiki/Huaneng_Nanshan_Gas_power_station | China | Hainan | Huaneng Nanshan Gas power station | 华能南山燃气发电厂 | 2-1 | LNG | 460 | construction | CC | 2024
https://www.gem.wiki/Huaneng_Nanshan_Gas_power_station | China | Hainan | Huaneng Nanshan Gas power station | 华能南山燃气发电厂 | 2-2 | LNG | 460 | construction | CC | 2024
https://www.gem.wiki/Guangdong_Chenghai_Yixin_Distributed_Gas_power_station | China | Guangdong | Guangdong Chenghai Yixin Distributed Gas power station | 澄海益鑫天然气分布式一期项目 | 1-1 | NG | 75 | construction | CC | 2024
https://www.gem.wiki/Guangdong_Chenghai_Yixin_Distributed_Gas_power_station | China | Guangdong | Guangdong Chenghai Yixin Distributed Gas power station | 澄海益鑫天然气分布式一期项目 | 1-2 | NG | 75 | construction | CC | 2024
https://www.gem.wiki/Shantou_Gas_Thermal_power_station | China | Guangdong | Shantou Gas Thermal power station | 汕头经济特区天然气热电厂 | 1 | LNG | 460 | construction | CC | 2024
https://www.gem.wiki/Shantou_Gas_Thermal_power_station | China | Guangdong | Shantou Gas Thermal power station | 汕头经济特区天然气热电厂 | 2 | LNG | 460 | construction | CC | 2024
https://www.gem.wiki/Shenzhen_Energy_East_power_station | China | Guangdong | Shenzhen Energy East power station | 深圳能源东部电厂 | 2-1 | LNG | 700 | construction | CC | 2024
https://www.gem.wiki/Shenzhen_Energy_East_power_station | China | Guangdong | Shenzhen Energy East power station | 深圳能源东部电厂 | 2-2 | LNG | 700 | construction | CC | 2024
https://www.gem.wiki/Shenzhen_Energy_Guangming_Gas_power_station | China | Guangdong | Shenzhen Energy Guangming Gas power station | 深能光明燃机电厂 | 1 | NG | 600 | construction | CC | 2024
https://www.gem.wiki/Shenzhen_Energy_Guangming_Gas_power_station | China | Guangdong | Shenzhen Energy Guangming Gas power station | 深能光明燃机电厂 | 2 | NG | 600 | construction | CC | 2024
https://www.gem.wiki/Shenzhen_Energy_Guangming_Gas_power_station | China | Guangdong | Shenzhen Energy Guangming Gas power station | 深能光明燃机电厂 | 3 | NG | 600 | construction | CC | 2024
https://www.gem.wiki/Wangting_power_station | China | Jiangsu | Wangting power station | 华电望亭发电厂 | 2-1 | NG | 485 | construction | CC | 2024
https://www.gem.wiki/Wangting_power_station | China | Jiangsu | Wangting power station | 华电望亭发电厂 | 2-2 | NG | 485 | construction | CC | 2024
https://www.gem.wiki/Shandong_Huaneng_Tai'an_power_station | China | Shandong | Shandong Huaneng Tai'an power station | 华能泰安2×9F级燃气蒸汽联合循环热电联产项目 | 1 | NG | 500 | construction | CC | 2024
https://www.gem.wiki/Shandong_Huaneng_Tai'an_power_station | China | Shandong | Shandong Huaneng Tai'an power station | 华能泰安2×9F级燃气蒸汽联合循环热电联产项目 | 2 | NG | 500 | construction | CC | 2024
https://www.gem.wiki/Wuxi_West_Zone_Gas_Thermal_power_station | China | Jiangsu | Wuxi West Zone Gas Thermal power station | 无锡西区燃气热电厂 | 2 | NG | 450 | construction | CC | 2024
https://www.gem.wiki/Yangjiang_Gaoxin_District_power_station | China | Guangdong | Yangjiang Gaoxin District power station | 阳江高新区天然气热电联产一期 | 1-1 | LNG | 120 | construction | CC | 2024
https://www.gem.wiki/Yangjiang_Gaoxin_District_power_station | China | Guangdong | Yangjiang Gaoxin District power station | 阳江高新区天然气热电联产一期 | 1-2 | LNG | 120 | construction | CC | 2024
https://www.gem.wiki/Shandong_Fengyuan_Gas_Thermal_power_station | China | Shandong | Shandong Fengyuan Gas Thermal power station | 山东丰源燃气热电有限公司燃气-蒸汽联合循环热电联产项目 | 2 | NG | 200 | construction | CC | 2024
https://www.gem.wiki/Huahai_Energy_Deqing_Gas_Thermal_power_station | China | Guangdong | Huahai Energy Deqing Gas Thermal power station | 华海能源德庆工业园天然气热电厂 | 1 | NG | 120 | construction | CC | 2024
https://www.gem.wiki/Huahai_Energy_Deqing_Gas_Thermal_power_station | China | Guangdong | Huahai Energy Deqing Gas Thermal power station | 华海能源德庆工业园天然气热电厂 | 2 | NG | 120 | construction | CC | 2024
https://www.gem.wiki/Shenzhen_Energy_Hongwan_Gas_power_station | China | Guangdong | Shenzhen Energy Hongwan Gas power station | 深能洪湾燃机电厂 | 2-1 | NG | 400 | construction | CC | 2024
https://www.gem.wiki/Shenzhen_Energy_Hongwan_Gas_power_station | China | Guangdong | Shenzhen Energy Hongwan Gas power station | 深能洪湾燃机电厂 | 2-2 | NG | 400 | construction | CC | 2024
https://www.gem.wiki/Sichuan_Investment_Group_Ziyang_power_station | China | Sichuan | Sichuan Investment Group Ziyang power station | 川投集团资阳燃气电站, 资阳燃气电站新建工程二期 | 1-1 | NG | 700 | construction | CC | 2024
https://www.gem.wiki/Sichuan_Investment_Group_Ziyang_power_station | China | Sichuan | Sichuan Investment Group Ziyang power station | 川投集团资阳燃气电站, 资阳燃气电站新建工程二期 | 1-2 | NG | 700 | construction | CC | 2024
https://www.gem.wiki/Chongqing_Wanzhou_gas_power_station | China | Chongqing | Chongqing Wanzhou gas power station | 万州燃气发电项目 | 1 | NG | 490 | construction | CC | 2025
https://www.gem.wiki/Datang_Chongqing_Jiangjin_power_station | China | Chongqing | Datang Chongqing Jiangjin power station | 江津燃机项目 | 1 | NG | 500 | construction | CC | 2025
https://www.gem.wiki/Datang_Chongqing_Jiangjin_power_station | China | Chongqing | Datang Chongqing Jiangjin power station | 江津燃机项目 | 2 | NG | 500 | construction | CC | 2025
https://www.gem.wiki/Sichuan_Deyang_Zhongjiang_power_station | China | Sichuan | Sichuan Deyang Zhongjiang power station | 德阳中江燃气发电项目 | 2 | NG | 700 | construction | CC | 2025
https://www.gem.wiki/Shennan_Power_Dongguan_Gaobu_Natural_Gas_power_station | China | Guangdong | Shennan Power Dongguan Gaobu Natural Gas power station | 深南电东莞高埗天然气电厂 | 2-2 | LNG | 470 | construction | CC | 2025
https://www.gem.wiki/Guangzhou_Baiyun_Hengyun_power_station | China | Guangdong | Guangzhou Baiyun Hengyun power station | 广州白云恒运天然气发电项目一期 | 1-1 | NG | 460 | construction | CC | 2025
https://www.gem.wiki/Guangzhou_Baiyun_Hengyun_power_station | China | Guangdong | Guangzhou Baiyun Hengyun power station | 广州白云恒运天然气发电项目一期 | 1-2 | NG | 460 | construction | CC | 2025
https://www.gem.wiki/Datang_Guangdong_Huizhou_Boluo_Gas_Thermal_power_station | China | Guangdong | Datang Guangdong Huizhou Boluo Gas Thermal power station | 大唐惠州博罗燃气热电厂 | 1 | NG | 460 | construction | CC | 2025
https://www.gem.wiki/Datang_Guangdong_Huizhou_Boluo_Gas_Thermal_power_station | China | Guangdong | Datang Guangdong Huizhou Boluo Gas Thermal power station | 大唐惠州博罗燃气热电厂 | 2 | NG | 460 | construction | CC | 2025
https://www.gem.wiki/Chuantou_Luzhou_power_station | China | Sichuan | Chuantou Luzhou power station | 泸州天然气发电项目 | 1 | NG | 700 | construction | CC | 2025
https://www.gem.wiki/Chuantou_Luzhou_power_station | China | Sichuan | Chuantou Luzhou power station | 泸州天然气发电项目 | 2 | NG | 700 | construction | CC | 2025
https://www.gem.wiki/Jiangmen_Taishan_New_Industrial_Zone_Distributed_Gas_power_station | China | Guangdong | Jiangmen Taishan New Industrial Zone Distributed Gas power station | 江门台山工业新城分布式能源电站 | 1 | NG | 70 | construction | CC | 2025
https://www.gem.wiki/Jiangmen_Taishan_New_Industrial_Zone_Distributed_Gas_power_station | China | Guangdong | Jiangmen Taishan New Industrial Zone Distributed Gas power station | 江门台山工业新城分布式能源电站 | 2 | NG | 70 | construction | CC | 2025
https://www.gem.wiki/Maoming_Gas_Thermal_power_station | China | Guangdong | Maoming Gas Thermal power station | 茂名天然气热电厂 | 1-1 | NG | 460 | construction | CC | 2025
https://www.gem.wiki/Maoming_Gas_Thermal_power_station | China | Guangdong | Maoming Gas Thermal power station | 茂名天然气热电厂 | 1-2 | NG | 120 | construction | CC | 2025
https://www.gem.wiki/Neijiang_Baima_power_station | China | Sichuan | Neijiang Baima power station | 华电内江白马燃气发电厂 | 2 | NG | 475 | construction | CC | 2025
https://www.gem.wiki/Guoxin_Jingjiang_Gas_Thermal_power_station | China | Jiangsu | Guoxin Jingjiang Gas Thermal power station | 国信靖江燃机热电厂 | 1 | NG | 100 | construction | CC | 2025
https://www.gem.wiki/Guoxin_Jingjiang_Gas_Thermal_power_station | China | Jiangsu | Guoxin Jingjiang Gas Thermal power station | 国信靖江燃机热电厂 | 2 | NG | 100 | construction | CC | 2025
https://www.gem.wiki/Yunfu_power_station | China | Guangdong | Yunfu power station | 粤电云河发电公司天然气热电厂 | 7 | NG | 460 | construction | CC | 2025
https://www.gem.wiki/Yunfu_power_station | China | Guangdong | Yunfu power station | 粤电云河发电公司天然气热电厂 | 8 | NG | 460 | construction | CC | 2025
https://www.gem.wiki/SDIC_Jineng_power_station | China | Zhejiang | SDIC Jineng power station | 国投吉能燃气发电项目 | 1 | LNG | 745 | construction | CC | 2025
https://www.gem.wiki/SDIC_Jineng_power_station | China | Zhejiang | SDIC Jineng power station | 国投吉能燃气发电项目 | 2 | LNG | 745 | construction | CC | 2025
https://www.gem.wiki/Huaneng_Chongqing_Liangjiang_Gas_power_station | China | Chongqing | Huaneng Chongqing Liangjiang Gas power station | 华能重庆两江燃机发电厂 | 2-1 | NG | 742 | construction | CC | 2026
https://www.gem.wiki/Huaneng_Chongqing_Liangjiang_Gas_power_station | China | Chongqing | Huaneng Chongqing Liangjiang Gas power station | 华能重庆两江燃机发电厂 | 2-2 | NG | 742 | construction | CC | 2026
https://www.gem.wiki/Shanghai_Expansion_power_station | China | Zhejiang | Shanghai Expansion power station | 上海LNG站线扩建项目 | 1 | LNG | 1600 | construction | not found | 2030
https://www.gem.wiki/Chifeng_Yuanlian_Steel_Co.,_Ltd._Gas_Power_Project | China | Inner Mongolia | Chifeng Yuanlian Steel Co., Ltd. Gas Power Project | 赤峰远联钢铁有限责任公司高炉、转炉废气综合利用改造工程 | 1 | BFG | 55 | construction | GT | not found
https://www.gem.wiki/Datang_Rugao_Natural_Gas_Distribution_power_plant | China | Jangsu | Datang Rugao Natural Gas Distribution power plant | 大唐如皋天然气分布式能源站项目 | 1 | NG | 92 | construction | CC | not found
https://www.gem.wiki/Dongguan_Hongmei_Natural_Gas_power_station | China | Guangdong | Dongguan Hongmei Natural Gas power station | 东莞市粤文智慧能源有限公司热电厂 | 2 | NG | 460 | construction | CC | not found
https://www.gem.wiki/Dongguan_Jintian_Paper_Gas_Thermal_power_station | China | Guangdong | Dongguan Jintian Paper Gas Thermal power station | 东莞市金田纸业燃气电站 | 1 | NG | 75 | construction | CC | not found
https://www.gem.wiki/Dongguan_Jintian_Paper_Gas_Thermal_power_station | China | Guangdong | Dongguan Jintian Paper Gas Thermal power station | 东莞市金田纸业燃气电站 | 2 | NG | 75 | construction | CC | not found
https://www.gem.wiki/Dongguan_Jintian_Paper_Gas_Thermal_power_station | China | Guangdong | Dongguan Jintian Paper Gas Thermal power station | 东莞市金田纸业燃气电站 | 3 | NG | 75 | construction | CC | not found
https://www.gem.wiki/Foran_Sanshui_Shuidu_Distributed_Energy_power_station | China | Guangdong | Foran Sanshui Shuidu Distributed Energy power station | 佛燃三水水都分布式能源站 | 1 | NG | 120 | construction | CC | not found
https://www.gem.wiki/Foran_Sanshui_Shuidu_Distributed_Energy_power_station | China | Guangdong | Foran Sanshui Shuidu Distributed Energy power station | 佛燃三水水都分布式能源站 | 2 | NG | 120 | construction | CC | not found
https://www.gem.wiki/Nanhai_Changhai_power_station_A | China | Guangdong | Nanhai Changhai power station A | 南海长海燃气热电站 | 5 | NG | 100 | construction | CC | not found
https://www.gem.wiki/Xinjiang_Oslanyu_Technology_Energy_Co.,_Ltd._Coal_Gas_Power_Project | China | Xinjiang | Xinjiang Oslanyu Technology Energy Co., Ltd. Coal Gas Power Project | 新疆奥斯兰宇科技能源有限公司4×135MW+50MW燃气发电装置建设项目 | 1 | NG | 135 | construction | ST | not found
https://www.gem.wiki/Xinjiang_Oslanyu_Technology_Energy_Co.,_Ltd._Coal_Gas_Power_Project | China | Xinjiang | Xinjiang Oslanyu Technology Energy Co., Ltd. Coal Gas Power Project | 新疆奥斯兰宇科技能源有限公司4×135MW+50MW燃气发电装置建设项目 | 2 | NG | 135 | construction | ST | not found
https://www.gem.wiki/Xinjiang_Oslanyu_Technology_Energy_Co.,_Ltd._Coal_Gas_Power_Project | China | Xinjiang | Xinjiang Oslanyu Technology Energy Co., Ltd. Coal Gas Power Project | 新疆奥斯兰宇科技能源有限公司4×135MW+50MW燃气发电装置建设项目 | 3 | NG | 135 | construction | ST | not found
https://www.gem.wiki/Xinjiang_Oslanyu_Technology_Energy_Co.,_Ltd._Coal_Gas_Power_Project | China | Xinjiang | Xinjiang Oslanyu Technology Energy Co., Ltd. Coal Gas Power Project | 新疆奥斯兰宇科技能源有限公司4×135MW+50MW燃气发电装置建设项目 | 4 | NG | 135 | construction | ST | not found
https://www.gem.wiki/Hebei_Puyang_Iron_and_Steel_Co.,_Ltd._Gas_Power_Project | China | Hebei | Hebei Puyang Iron and Steel Co., Ltd. Gas Power Project | 河北普阳钢铁有限公司80MW超高温亚临界煤气综合利用发电项目 | 1 | BFG | 80 | construction | ST | not found
https://www.gem.wiki/Xinjiang_Hetian_Thermal_power_station | China | Xinjiang | Xinjiang Hetian Thermal power station | 新疆和田热电厂 | 1 | NG | 350 | construction | CC | not found
https://www.gem.wiki/Xinjiang_Hetian_Thermal_power_station | China | Xinjiang | Xinjiang Hetian Thermal power station | 新疆和田热电厂 | 2 | NG | 350 | construction | CC | not found
https://www.gem.wiki/Huizhou_Cogen_power_station | China | Guangdong | Huizhou Cogen power station | 中国神华能源股份有限公司惠州热电分公司 | 2-1 | NG | 400 | construction | CC | not found
https://www.gem.wiki/Huizhou_Cogen_power_station | China | Guangdong | Huizhou Cogen power station | 中国神华能源股份有限公司惠州热电分公司 | 2-2 | NG | 400 | construction | CC | not found
https://www.gem.wiki/Huizhou_Daya_Bay_Petrochemical_Zone_Comprehensive_Energy_Station | China | Guangdong | Huizhou Daya Bay Petrochemical Zone Comprehensive Energy Station | 广东粤电大亚湾综合能源有限公司, 惠州大亚湾石化区综合能源站一期 | 1-1 | NG | 600 | construction | CC | not found
https://www.gem.wiki/Huizhou_Daya_Bay_Petrochemical_Zone_Comprehensive_Energy_Station | China | Guangdong | Huizhou Daya Bay Petrochemical Zone Comprehensive Energy Station | 广东粤电大亚湾综合能源有限公司, 惠州大亚湾石化区综合能源站一期 | 1-2 | NG | 600 | construction | CC | not found
https://www.gem.wiki/Jiangmen_Gujing_Energy_Service_Thermal_power_station | China | Guangdong | Jiangmen Gujing Energy Service Thermal power station | 江门市新会区古井能源服务有限公司热电厂 | 1 | NG | 60 | construction | CC | not found
https://www.gem.wiki/Jiangmen_Gujing_Energy_Service_Thermal_power_station | China | Guangdong | Jiangmen Gujing Energy Service Thermal power station | 江门市新会区古井能源服务有限公司热电厂 | 2 | NG | 60 | construction | CC | not found
https://www.gem.wiki/Jiangyin_Cogen_power_station | China | Jiangsu | Jiangyin Cogen power station | 江阴燃机热电厂 | 2-1 | NG | 489 | construction | GT | not found
https://www.gem.wiki/Jiangsu_Province_Binxin_Steel_Group_Co.,_Ltd._power_project | China | Jiangsu | Jiangsu Province Binxin Steel Group Co., Ltd. power project | 江苏省镔鑫钢铁集团有限公司高温超高压富余煤气发电工程 | 1 | BFG | 80 | construction | ST | not found
https://www.gem.wiki/Jiangsu_Province_Binxin_Steel_Group_Co.,_Ltd._power_project | China | Jiangsu | Jiangsu Province Binxin Steel Group Co., Ltd. power project | 江苏省镔鑫钢铁集团有限公司80MW超高温亚临界富余煤气发电2#机组工程 | 2 | BFG | 80 | construction | ST | not found
https://www.gem.wiki/Jiangsu_Province_Binxin_Steel_Group_Co.,_Ltd._power_project | China | Jiangsu | Jiangsu Province Binxin Steel Group Co., Ltd. power project | 江苏省镔鑫钢铁集团有限公司150MW亚临界高炉煤气发电机组 | 3 | BFG | 150 | construction | ST | not found
https://www.gem.wiki/Zenith_Steel_Group_(Nantong)_Co.,_Ltd._Gas_power_project | China | Jiangsu | Zenith Steel Group (Nantong) Co., Ltd. Gas power project | 中天绿色精品钢（通州湾海门港片区）项目煤气综合利用发电项目 | 2 | BFG, COG | 100 | construction | ST | not found
https://www.gem.wiki/Zenith_Steel_Group_(Nantong)_Co.,_Ltd._Gas_power_project | China | Jiangsu | Zenith Steel Group (Nantong) Co., Ltd. Gas power project | 中天绿色精品钢（通州湾海门港片区）项目煤气综合利用发电项目 | 3 | BFG, COG | 100 | construction | ST | not found
https://www.gem.wiki/Zenith_Steel_Group_(Nantong)_Co.,_Ltd._Gas_power_project | China | Jiangsu | Zenith Steel Group (Nantong) Co., Ltd. Gas power project | 中天绿色精品钢（通州湾海门港片区）项目煤气综合利用发电项目 | 4 | BFG, COG | 100 | construction | ST | not found
https://www.gem.wiki/Zhejiang_Zhenhai_power_plant | China | Zhejiang | Zhejiang Zhenhai power plant | 浙能镇海天然气公司燃机搬迁改造项目 | 2 | NG | 430 | construction | CC | not found
https://www.gem.wiki/Datang_Qingdao_Gas_Thermal_power_station | China | Shandong | Datang Qingdao Gas Thermal power station | 大唐青岛天然气热电联产工程 | 1-1 | NG | 540 | construction | CC | not found
https://www.gem.wiki/Datang_Qingdao_Gas_Thermal_power_station | China | Shandong | Datang Qingdao Gas Thermal power station | 大唐青岛天然气热电联产工程 | 1-2 | NG | 540 | construction | CC | not found
https://www.gem.wiki/Huaneng_Qingyuan_power_station | China | Guangdong | Huaneng Qingyuan power station | 华能清远高新区燃气电厂一期 | 1-1 | NG | 120 | construction | CC | not found
https://www.gem.wiki/Huaneng_Qingyuan_power_station | China | Guangdong | Huaneng Qingyuan power station | 华能清远高新区燃气电厂一期 | 1-2 | NG | 120 | construction | CC | not found
https://www.gem.wiki/CNOOC_Shenzhen_power_plant | China | Guangdong | CNOOC Shenzhen power plant | 中海油深圳电厂 | 5 | NG | 500 | construction | CC | not found
https://www.gem.wiki/CNOOC_Shenzhen_power_plant | China | Guangdong | CNOOC Shenzhen power plant | 中海油深圳电厂 | 6 | NG | 500 | construction | CC | not found
https://www.gem.wiki/Pingshan_Jingye_Pyroacid_Co.,_Ltd._power_project | China | Hebei | Pingshan Jingye Pyroacid Co., Ltd. power project | 平山县敬业焦酸有限公司 3×145MW超临界煤气发电 | 10 | BFG | 145 | construction | ST | not found
https://www.gem.wiki/Pingshan_Jingye_Pyroacid_Co.,_Ltd._power_project | China | Hebei | Pingshan Jingye Pyroacid Co., Ltd. power project | 平山县敬业焦酸有限公司 3×145MW超临界煤气发电 | 8 | BFG | 145 | construction | ST | not found
https://www.gem.wiki/Pingshan_Jingye_Pyroacid_Co.,_Ltd._power_project | China | Hebei | Pingshan Jingye Pyroacid Co., Ltd. power project | 平山县敬业焦酸有限公司 3×145MW超临界煤气发电 | 9 | BFG | 145 | construction | ST | not found
https://www.gem.wiki/Hebei_Yanshan_Iron_and_Steel_Group_Co.,_Ltd._Gas_Power_Project | China | Hebei | Hebei Yanshan Iron and Steel Group Co., Ltd. Gas Power Project | 唐山燕山钢铁有限公司2x135MW亚临界煤气综合利用项目 | 2 | BFG | 135 | construction | ST | not found
https://www.gem.wiki/Huaneng_Tongxiang_Gas_Turbine_Unit_2_Energy_Saving_Retrofit_Project | China | Zhejiang | Huaneng Tongxiang Gas Turbine Unit 2 Energy Saving Retrofit Project | 华能桐乡燃机2号机组节能改造项目开工 | 1 | NG | 60 | construction | ST | not found
https://www.gem.wiki/Guangxi_Chiji_Iron_and_Steel_Co.,_Ltd._Gas_Power_Project | China | Guangxi | Guangxi Chiji Iron and Steel Co., Ltd. Gas Power Project | 广西翅冀钢铁有限公司2×100MW超高温亚临界煤气发电 | 1 | BFG | 100 | construction | ST | not found
https://www.gem.wiki/Guangxi_Chiji_Iron_and_Steel_Co.,_Ltd._Gas_Power_Project | China | Guangxi | Guangxi Chiji Iron and Steel Co., Ltd. Gas Power Project | 广西翅冀钢铁有限公司2×80MW超高温亚临界煤气发电 | 4 | BFG | 80 | construction | ST | not found
https://www.gem.wiki/Xiangyang_GCL_Distributed_Gas_power_station | China | Hubei | Xiangyang GCL Distributed Gas power station | 协鑫襄阳燃气分布式能源 | 1 | NG | 75 | construction | CC | not found
https://www.gem.wiki/Xiangyang_GCL_Distributed_Gas_power_station | China | Hubei | Xiangyang GCL Distributed Gas power station | 协鑫襄阳燃气分布式能源 | 2 | NG | 75 | construction | CC | not found
https://www.gem.wiki/Huaneng_Dainan_Gas_power_station | China | Jiangsu | Huaneng Dainan Gas power station | 华能戴南燃机热电厂 | 1 | NG | 100 | construction | CC | not found
https://www.gem.wiki/Huaneng_Dainan_Gas_power_station | China | Jiangsu | Huaneng Dainan Gas power station | 华能戴南燃机热电厂 | 2 | NG | 100 | construction | CC | not found
https://www.gem.wiki/Guangdong_Zhaoqing_Dawang_power_station | China | Guangdong | Guangdong Zhaoqing Dawang power station | 国电广东肇庆热电公司 | 2-1 | NG | 400 | construction | CC | not found
https://www.gem.wiki/Guangdong_Zhaoqing_Dawang_power_station | China | Guangdong | Guangdong Zhaoqing Dawang power station | 国电广东肇庆热电公司 | 2-2 | NG | 400 | construction | CC | not found
https://www.gem.wiki/Guangzhou_Zengcheng_Wanglong_Gas_Thermal_power_station | China | Guangdong | Guangzhou Zengcheng Wanglong Gas Thermal power station | 广州增城旺隆燃气热电站 | 1 | NG | 460 | construction | CC
https://www.gem.wiki/Guangzhou_Zengcheng_Wanglong_Gas_Thermal_power_station | China | Guangdong | Guangzhou Zengcheng Wanglong Gas Thermal power station | 广州增城旺隆燃气热电站 | 2 | NG | 460 | construction | CC
https://www.gem.wiki/Hebei_Anfeng_Iron_&_Steel_Co.,_Ltd._Gas_Power_Project | China | Hebei | Hebei Anfeng Iron & Steel Co., Ltd. Gas Power Project | 河北安丰钢铁有限公司4#煤气发电项目 | 4-1 | BFG | 100 | mothballed | ST | not found
https://www.gem.wiki/Hebei_Anfeng_Iron_&_Steel_Co.,_Ltd._Gas_Power_Project | China | Hebei | Hebei Anfeng Iron & Steel Co., Ltd. Gas Power Project | 河北安丰钢铁有限公司4#煤气发电项目 | 4-2 | BFG | 100 | mothballed | ST | not found
https://www.gem.wiki/Inner_Mongolia_Yaxinlongshun_Special_Steel_Co.,_Ltd._power_project | China | Inner Mongolia | Inner Mongolia Yaxinlongshun Special Steel Co., Ltd. power project | 内蒙古亚新隆顺特钢有限公司50MW煤气发电节能综合利用项目 | 1 | BFG | 50 | operating | ST | 2022
https://www.gem.wiki/Chaozhou_Shenzhen_Energy_Fengquan_Lake_High-tech_Zone_Gas-fired_Thermal_power_plant | China | Guangdong | Chaozhou Shenzhen Energy Fengquan Lake High-tech Zone Gas-fired Thermal power plant | 潮州深能凤泉湖高新区燃气热电厂 | 1 | NG | 100 | operating | CC | 2022
https://www.gem.wiki/Chaozhou_Shenzhen_Energy_Fengquan_Lake_High-tech_Zone_Gas-fired_Thermal_power_plant | China | Guangdong | Chaozhou Shenzhen Energy Fengquan Lake High-tech Zone Gas-fired Thermal power plant | 潮州深能凤泉湖高新区燃气热电厂 | 2 | NG | 100 | operating | CC | 2022
https://www.gem.wiki/Chaozhou_Shenzhen_Energy_Ganlu_Thermal_power_station | China | Guangdong | Chaozhou Shenzhen Energy Ganlu Thermal power station | 潮州深能甘露燃气热电厂 | 1 | NG | 100 | operating | CC | 2022
https://www.gem.wiki/Chaozhou_Shenzhen_Energy_Ganlu_Thermal_power_station | China | Guangdong | Chaozhou Shenzhen Energy Ganlu Thermal power station | 潮州深能甘露燃气热电厂 | 2 | NG | 100 | operating | CC | 2022
https://www.gem.wiki/Huaneng_Yangpu_Cogen_power_station | China | Hainan | Huaneng Yangpu Cogen power station | 华能洋浦燃气热电厂 | 1 | NG | 495 | operating | CC | 2022
https://www.gem.wiki/Huaneng_Yangpu_Cogen_power_station | China | Hainan | Huaneng Yangpu Cogen power station | 华能洋浦燃气热电厂 | 2 | NG | 495 | operating | CC | 2022
https://www.gem.wiki/Dongguan_Zhongtang_Gas_Thermal_power_station | China | Guangdong | Dongguan Zhongtang Gas Thermal power station | 东莞中堂燃气热电厂 | 2-1 | NG | 460 | operating | CC | 2022
https://www.gem.wiki/Dongguan_Zhongtang_Gas_Thermal_power_station | China | Guangdong | Dongguan Zhongtang Gas Thermal power station | 东莞中堂燃气热电厂 | 2-2 | NG | 460 | operating | CC | 2022
https://www.gem.wiki/Guangxi_Fangchenggang_Shenglong_Metallurgical_Gas_Power_Project | China | Guangxi | Guangxi Fangchenggang Shenglong Metallurgical Gas Power Project | 广西防城港盛隆冶金煤气发电项目 | 7 | BFG | 145 | operating | ST | 2022
https://www.gem.wiki/Guangxi_Fangchenggang_Shenglong_Metallurgical_Gas_Power_Project | China | Guangxi | Guangxi Fangchenggang Shenglong Metallurgical Gas Power Project | 广西防城港盛隆冶金煤气发电项目 | 8 | BFG | 145 | operating | ST | 2022
https://www.gem.wiki/Guangxi_Fangchenggang_Shenglong_Metallurgical_Gas_Power_Project | China | Guangxi | Guangxi Fangchenggang Shenglong Metallurgical Gas Power Project | 广西防城港盛隆冶金煤气发电项目 | 9 | BFG | 145 | operating | ST | 2022
https://www.gem.wiki/Datang_Foshan_Gas_power_station | China | Guangdong | Datang Foshan Gas power station | 大唐佛山燃气发电站 | 1 | NG | 400 | operating | CC | 2022
https://www.gem.wiki/Datang_Foshan_Gas_power_station | China | Guangdong | Datang Foshan Gas power station | 大唐佛山燃气发电站 | 2 | NG | 400 | operating | CC | 2022
https://www.gem.wiki/Nanhai_Changhai_power_station_A | China | Guangdong | Nanhai Changhai power station A | 南海长海燃气热电站 | 3 | NG | 100 | operating | CC | 2022
https://www.gem.wiki/Nanhai_Changhai_power_station_A | China | Guangdong | Nanhai Changhai power station A | 南海长海燃气热电站 | 4 | NG | 100 | operating | CC | 2022
https://www.gem.wiki/Fujian_Luoyuan_Minguang_Iron_&_Steel_Co.,_Ltd._Gas_Power_Project | China | Fujian | Fujian Luoyuan Minguang Iron & Steel Co., Ltd. Gas Power Project | 福建罗源闽光钢铁有限责任公司资源综合利用（余气余热）发电项目 | 2 | BFG | 55 | operating | ST | 2022
https://www.gem.wiki/Yudean_Huadu_Gas_Thermal_power_station | China | Guangdong | Yudean Huadu Gas Thermal power station | 粤电花都天然气热电厂 | 1 | NG | 460 | operating | CC | 2022
https://www.gem.wiki/Yudean_Huadu_Gas_Thermal_power_station | China | Guangdong | Yudean Huadu Gas Thermal power station | 粤电花都天然气热电厂 | 2 | NG | 460 | operating | CC | 2022
https://www.gem.wiki/Guangxi_Guigang_Iron_and_Steel_Group_Co.,_Ltd._Gas_Power_Project | China | Guangxi | Guangxi Guigang Iron and Steel Group Co., Ltd. Gas Power Project | 广西贵港钢铁集团有限公司1×100MW超高温亚临界煤气发电项目工程 | 1 | BFG | 100 | operating | ST | 2022
https://www.gem.wiki/Datang_Haikou_Gas_power_station | China | Hainan | Datang Haikou Gas power station | 大唐海口天然气发电厂 | 1-1 | NG | 487 | operating | CC | 2022
https://www.gem.wiki/Hebei_Taihang_Iron_and_Steel_Group_Co.,_Ltd._Gas_Power_Project | China | Hebei | Hebei Taihang Iron and Steel Group Co., Ltd. Gas Power Project | 河北太行钢铁集团有限公司高炉煤气余热发电工程 | 1-1 | BFG | 85 | operating | ST | 2022
https://www.gem.wiki/Hebei_Taihang_Iron_and_Steel_Group_Co.,_Ltd._Gas_Power_Project | China | Hebei | Hebei Taihang Iron and Steel Group Co., Ltd. Gas Power Project | 河北太行钢铁集团有限公司高炉煤气余热发电工程 | 1-2 | BFG | 85 | operating | ST | 2022
https://www.gem.wiki/Jiangyin_Cogen_power_station | China | Jiangsu | Jiangyin Cogen power station | 江阴燃机热电厂 | 1-1 | NG | 100 | operating | CC | 2022
https://www.gem.wiki/Jiangyin_Cogen_power_station | China | Jiangsu | Jiangyin Cogen power station | 江阴燃机热电厂 | 1-2 | NG | 100 | operating | CC | 2022
https://www.gem.wiki/SPIC_Jiedong_Gas_Thermal_power_station | China | Guangdong | SPIC Jiedong Gas Thermal power station | 国家电投揭东燃气热电站 | 1-1 | LNG | 100 | operating | CC | 2022
https://www.gem.wiki/SPIC_Jiedong_Gas_Thermal_power_station | China | Guangdong | SPIC Jiedong Gas Thermal power station | 国家电投揭东燃气热电站 | 1-2 | LNG | 100 | operating | CC | 2022
https://www.gem.wiki/Shanxi_Jingang_Intelligent_Manufacturing_Technology_Industrial_Co.,_Ltd._power_project | China | Shanxi | Shanxi Jingang Intelligent Manufacturing Technology Industrial Co., Ltd. power project | 山西晋钢制造科技实业有限公司1x100MW超高温亚临界三期煤气发电工程 | 3-1 | BFG | 100 | operating | ST | 2022
https://www.gem.wiki/Shanghai_Electric_Power_Minhang_Gas_power_station | China | Shanghai | Shanghai Electric Power Minhang Gas power station | 上海电力闵行燃机发电厂 | 2 | NG | 745 | operating | CC | 2022
https://www.gem.wiki/JiLin_Province_Xinda_Steel_Co.,_Ltd._power_project | China | Jilin | JiLin Province Xinda Steel Co., Ltd. power project | 吉林鑫达钢铁有限公司300万吨钢配套1x110MW超高温亚临界煤气发电自备电站工程 | 2 | BFG, COG | 100 | operating | ST | 2022
https://www.gem.wiki/Shanxi_Jinnan_Iron_and_Steel_Group_Co.,_Ltd._power_project | China | Shanxi | Shanxi Jinnan Iron and Steel Group Co., Ltd. power project | 山西晋南钢铁集团有限公司利用高炉煤气建设135MW超高温亚临界发电项目 | 1 | BFG | 135 | operating | ST | 2022
https://www.gem.wiki/Linyi_Iron_and_Steel_Investment_Group_Special_Steel_Co.,_Ltd._power_project | China | Shandong | Linyi Iron and Steel Investment Group Special Steel Co., Ltd. power project | 临沂优特钢项目燃气发电工程 | 1 | BFG | 80 | operating | ST | 2022
https://www.gem.wiki/Zenith_Steel_Group_(Nantong)_Co.,_Ltd._Gas_power_project | China | Jiangsu | Zenith Steel Group (Nantong) Co., Ltd. Gas power project | 中天绿色精品钢（通州湾海门港片区）项目煤气综合利用发电项目 | 1 | BFG, COG | 100 | operating | ST | 2022
https://www.gem.wiki/Panzhihua_Steel_Group_Panzhihua_Steel_Vanadium_Co.,_Ltd._power_project | China | Sichuan | Panzhihua Steel Group Panzhihua Steel Vanadium Co., Ltd. power project | 攀钢钒能动100兆瓦余热余能利用发电工程 | 1 | BFG | 100 | operating | ST | 2022
https://www.gem.wiki/Rizhao_Steel_Co.,_Ltd._power_project | China | Shandong | Rizhao Steel Co., Ltd. power project | 日照钢铁有限公司1×50MW 燃气发电机组 | 1 | BFG | 50 | operating | ST | 2022
https://www.gem.wiki/Rizhao_Xuri_Power_Generation_Co.,_Ltd._power_project | China | Shandong | Rizhao Xuri Power Generation Co., Ltd. power project | 日照旭日发电有限公司3×135MW富余煤气资源综合利用发电项目 | 7 | BFG | 135 | operating | ST | 2022
https://www.gem.wiki/Baosteel_Group_Guangdong_Shaoguan_Iron_&STEEL_Co.,_Ltd._Gas_Power_Project | China | Guangdong | Baosteel Group Guangdong Shaoguan Iron &STEEL Co., Ltd. Gas Power Project | 宝钢集团广东韶关钢铁有限公司煤气高效综合循环利用之一电站、二电站改建项目 | 2 | BFG, COG | 135 | operating | ST | 2022
https://www.gem.wiki/Datang_Baochang_Gas_power_station | China | Guangdong | Datang Baochang Gas power station | 大唐宝昌燃气发电站 | 10 | NG | 400 | operating | CC | 2022
https://www.gem.wiki/Datang_Baochang_Gas_power_station | China | Guangdong | Datang Baochang Gas power station | 大唐宝昌燃气发电站 | 9 | NG | 400 | operating | CC | 2022
https://www.gem.wiki/SPIC_Changshu_Thermal_power_station | China | Jiangsu | SPIC Changshu Thermal power station | 中电投常熟燃机热电厂 | 1 | NG | 100 | operating | CC | 2022
https://www.gem.wiki/SPIC_Changshu_Thermal_power_station | China | Jiangsu | SPIC Changshu Thermal power station | 中电投常熟燃机热电厂 | 2 | NG | 100 | operating | CC | 2022
https://www.gem.wiki/SPIC_Wusongjiang_Gas_power_station | China | Jiangsu | SPIC Wusongjiang Gas power station | 国家电投吴淞江燃机发电厂 | 1 | NG | 80 | operating | CC | 2022
https://www.gem.wiki/Hebei_Jinxi_Iron﹠Steel_Group_Co.,_Ltd._Gas_Power_Project | China | Hebei | Hebei Jinxi Iron﹠Steel Group Co., Ltd. Gas Power Project |  | 1 | BFG | 135 | operating | ST | 2022
https://www.gem.wiki/Hebei_Tianzhu_Iron_and_Steel_(Group)_Co.,_Ltd._Gas_Power_Project | China | Hebei | Hebei Tianzhu Iron and Steel (Group) Co., Ltd. Gas Power Project | 河北天柱钢铁集团有限公司配套1×80MW超高温亚临界富余煤气发电一期工程项目 | 1-1 | BFG | 80 | operating | ST | 2022
https://www.gem.wiki/Hebei_Tianzhu_Iron_and_Steel_(Group)_Co.,_Ltd._Gas_Power_Project | China | Hebei | Hebei Tianzhu Iron and Steel (Group) Co., Ltd. Gas Power Project | 河北天柱钢铁集团有限公司配套1×80MW超高温亚临界富余煤气发电二期工程项目 | 2-1 | BFG | 80 | operating | ST | 2022
https://www.gem.wiki/Tangshan_Donghai_Iron_and_Steel_Group_Co.,_Ltd._power_project | China | Hebei | Tangshan Donghai Iron and Steel Group Co., Ltd. power project | 东海钢铁100mw亚临界煤气发电总承包 | 3 | BFG | 100 | operating | ST | 2022
https://www.gem.wiki/Rockcheck_Steel_Group_Co.,_Ltd._power_project | China | Tianjin | Rockcheck Steel Group Co., Ltd. power project | 荣程钢铁集团55MW煤气发电机 | 2 | BFG | 55 | operating | ST | 2022
https://www.gem.wiki/Datang_Wanning_Gas_power_station | China | Hainan | Datang Wanning Gas power station | 大唐万宁燃气电厂 | 2 | NG | 460 | operating | CC | 2022
https://www.gem.wiki/Wuhan_Iron_and_Steel_Company_Limited_Gas_Power_Project | China | Hubei | Wuhan Iron and Steel Company Limited Gas Power Project | 武钢有限能环部新建2×100兆瓦亚临界燃气锅炉发电项目 | 1 | BFG | 100 | operating | ST | 2022
https://www.gem.wiki/Wuhan_Iron_and_Steel_Company_Limited_Gas_Power_Project | China | Hubei | Wuhan Iron and Steel Company Limited Gas Power Project | 武钢有限能环部新建2×100兆瓦亚临界燃气锅炉发电项目 | 2 | BFG | 100 | operating | ST | 2022
https://www.gem.wiki/Anhui_Nantian_power_station | China | Anhui | Anhui Nantian power station | 南添电力有限公司天然气厂 | 1 | NG | 50 | operating | CC | 2022
https://www.gem.wiki/CNOOC_Funing_Thermal_power_station | China | Jiangsu | CNOOC Funing Thermal power station | 中海油阜宁燃机热电厂 | 1 | NG | 100 | operating | CC | 2022
https://www.gem.wiki/CNOOC_Funing_Thermal_power_station | China | Jiangsu | CNOOC Funing Thermal power station | 中海油阜宁燃机热电厂 | 2 | NG | 100 | operating | CC | 2022
https://www.gem.wiki/CNOOC_Jiangsu_Funing_power_station | China | Jiangsu | CNOOC Jiangsu Funing power station | 中海油燃机热电联产项目 | 1 | NG | 100 | operating | CC | 2022
https://www.gem.wiki/CNOOC_Jiangsu_Funing_power_station | China | Jiangsu | CNOOC Jiangsu Funing power station | 中海油燃机热电联产项目 | 2 | NG | 100 | operating | CC | 2022
https://www.gem.wiki/Shanxi_Hongda_Iron_and_Steel_Group_Co.,_Ltd._power_project | China | Shanxi | Shanxi Hongda Iron and Steel Group Co., Ltd. power project | 山西宏达钢铁集团有限公司100MW超高温亚临界分布式煤气发电项目 | 1 | BFG | 100 | operating | ST | 2022
https://www.gem.wiki/China_Resources_Zhuhai_Distributed_Gas_power_station | China | Guangdong | China Resources Zhuhai Distributed Gas power station | 珠海华润热电富山燃气发电厂 | 1 | NG | 60 | operating | CC | 2022
https://www.gem.wiki/China_Resources_Zhuhai_Distributed_Gas_power_station | China | Guangdong | China Resources Zhuhai Distributed Gas power station | 珠海华润热电富山燃气发电厂 | 2 | NG | 60 | operating | CC | 2022
https://www.gem.wiki/Benxi_Beiying_Iron_&_Steel_(GROUP)_Co.,_Ltd._Gas_Power_Project | China | Liaoning | Benxi Beiying Iron & Steel (GROUP) Co., Ltd. Gas Power Project | 本溪北营钢铁（集团）股份有限公司发电厂高温超高温压机组工程 | 1 | BFG, COG | 80 | operating | ST | 2023
https://www.gem.wiki/Yongchuan_Gangqiao_Industry_Park_Cogen_power_station | China | Chongqing | Yongchuan Gangqiao Industry Park Cogen power station | 永川港桥工业园热电联产项目 | GT1 | NG | 490 | operating | CC | 2023
https://www.gem.wiki/Yongchuan_Gangqiao_Industry_Park_Cogen_power_station | China | Chongqing | Yongchuan Gangqiao Industry Park Cogen power station | 永川港桥工业园热电联产项目 | GT2 | NG | 490 | operating | CC | 2023
https://www.gem.wiki/Chuzhou_Natural_Gas_Peaking_power_station | China | Anhui | Chuzhou Natural Gas Peaking power station | 滁州天然气调峰电厂 | 1 | LNG | 450 | operating | CC | 2023
https://www.gem.wiki/Danyang_Huahai_Gas_Thermal_power_station | China | Jiangsu | Danyang Huahai Gas Thermal power station | 丹阳华海燃机热电厂 | 1 | NG | 100 | operating | CC | 2023
https://www.gem.wiki/Danyang_Huahai_Gas_Thermal_power_station | China | Jiangsu | Danyang Huahai Gas Thermal power station | 丹阳华海燃机热电厂 | 2 | NG | 100 | operating | CC | 2023
https://www.gem.wiki/Sichuan_Deyang_Economic_Development_Zone_Distributed_Gas_power_station | China | Sichuan | Sichuan Deyang Economic Development Zone Distributed Gas power station | 四川德阳经开区分布式能源站 | 1 | NG | 70 | operating | CC | 2023
https://www.gem.wiki/Dongguan_Hongmei_Natural_Gas_power_station | China | Guangdong | Dongguan Hongmei Natural Gas power station | 东莞市粤文智慧能源有限公司热电厂 | 1 | NG | 460 | operating | CC | 2023
https://www.gem.wiki/Dongguan_Ningzhou_Gas_power_station | China | Guangdong | Dongguan Ningzhou Gas power station | 东莞宁洲燃气电厂 | 1 | NG | 700 | operating | CC | 2023
https://www.gem.wiki/Dongguan_Ningzhou_Gas_power_station | China | Guangdong | Dongguan Ningzhou Gas power station | 东莞宁洲燃气电厂 | 2 | NG | 700 | operating | CC | 2023
https://www.gem.wiki/Dongguan_Ningzhou_Gas_power_station | China | Guangdong | Dongguan Ningzhou Gas power station | 东莞宁洲燃气电厂 | 3 | NG | 700 | operating | CC | 2023
https://www.gem.wiki/Baowu_Group_Echeng_Iron_&_Steel_Co.,_Ltd._Gas_Power_Project | China | Hubei | Baowu Group Echeng Iron & Steel Co., Ltd. Gas Power Project | 宝武集团鄂城钢铁有限公司亚临界发电项目 | 2 | BFG | 80 | operating | ST | 2023
https://www.gem.wiki/Guangzhou_Pearl_River_LNG_power_station | China | Guangdong | Guangzhou Pearl River LNG power station | 广州珠江LNG电厂 | 2-1 | LNG | 600 | operating | CC | 2023
https://www.gem.wiki/Guangzhou_Pearl_River_LNG_power_station | China | Guangdong | Guangzhou Pearl River LNG power station | 广州珠江LNG电厂 | 2-2 | LNG | 600 | operating | CC | 2023
https://www.gem.wiki/Hengyun-C_power_station | China | Guangdong | Hengyun-C power station | 广州开发区东区热电厂 | 1 | NG | 460 | operating | CC | 2023
https://www.gem.wiki/Hengyun-C_power_station | China | Guangdong | Hengyun-C power station | 广州开发区东区热电厂 | 2 | NG | 460 | operating | CC | 2023
https://www.gem.wiki/Datang_Haikou_Gas_power_station | China | Hainan | Datang Haikou Gas power station | 大唐海口天然气发电厂 | 1-2 | NG | 487 | operating | CC | 2023
https://www.gem.wiki/Hebei_Taihang_Iron_and_Steel_Group_Co.,_Ltd._Gas_Power_Project | China | Hebei | Hebei Taihang Iron and Steel Group Co., Ltd. Gas Power Project | 河北太行钢铁集团有限公司高炉煤气余热发电工程 | 1-3 | BFG | 65 | operating | ST | 2023
https://www.gem.wiki/Hebei_Taihang_Iron_and_Steel_Group_Co.,_Ltd._Gas_Power_Project | China | Hebei | Hebei Taihang Iron and Steel Group Co., Ltd. Gas Power Project | 河北太行钢铁集团有限公司高炉煤气余热发电工程 | 1-4 | BFG | 65 | operating | ST | 2023
https://www.gem.wiki/Hebei_Xinjin_Iron_and_Steel_Co.,_Ltd._Gas_Power_Project | China | Hebei | Hebei Xinjin Iron and Steel Co., Ltd. Gas Power Project | 河北新金钢铁有限公司1X100MW超高温亚临界煤气发电工程 | 3 | BFG | 100 | operating | ST | 2023
https://www.gem.wiki/Shenzhen_Energy_Fengda_Gas_Thermal_power_station | China | Guangdong | Shenzhen Energy Fengda Gas Thermal power station | 深能丰达天然气热电厂 | 2-1 | NG | 460 | operating | CC | 2023
https://www.gem.wiki/Shenzhen_Energy_Fengda_Gas_Thermal_power_station | China | Guangdong | Shenzhen Energy Fengda Gas Thermal power station | 深能丰达天然气热电厂 | 2-2 | NG | 460 | operating | CC | 2023
https://www.gem.wiki/SPIC_Kaiping_Cuishan_Lake_Gas_Thermal_power_station | China | Guangdong | SPIC Kaiping Cuishan Lake Gas Thermal power station | 国家电投开平翠山湖燃气热电站 | 1-1 | NG | 100 | operating | CC | 2023
https://www.gem.wiki/Guangxi_Liuzhou_Iron_and_Steel_Group_Company_Limited_Gas_Power_Project | China | Guangxi | Guangxi Liuzhou Iron and Steel Group Company Limited Gas Power Project | 柳钢高炉煤气回收利用1×135MW发电项目 | 1 | BFG, COG | 135 | operating | ST | 2023
https://www.gem.wiki/Anhui_Changjiang_Steel_Co.,_Ltd._Gas_Power_Project | China | Anhui | Anhui Changjiang Steel Co., Ltd. Gas Power Project | 安徽长江钢铁股份有限公司节能减排煤气发电项目 | 1 | BFG | 85 | operating | ST | 2023
https://www.gem.wiki/GCL_Gaochun_Gas_Thermal_power_station | China | Jiangsu | GCL Gaochun Gas Thermal power station | 协鑫高淳燃机热电厂 | 1 | NG | 100 | operating | CC | 2023
https://www.gem.wiki/GCL_Gaochun_Gas_Thermal_power_station | China | Jiangsu | GCL Gaochun Gas Thermal power station | 协鑫高淳燃机热电厂 | 2 | NG | 100 | operating | CC | 2023
https://www.gem.wiki/Huadian_Qingdao_Gas_Thermal_power_station | China | Shandong | Huadian Qingdao Gas Thermal power station | 华电青岛燃机热电厂 | 1 | NG | 460 | operating | CC | 2023
https://www.gem.wiki/Huadian_Qingyuan_Huaqiao_Industrial_Park_Distributed_Gas_power_station | China | Guangdong | Huadian Qingyuan Huaqiao Industrial Park Distributed Gas power station | 广东华电清远华侨工业园天然气分布式能源站 | 1 | NG | 75 | operating | CC | 2023
https://www.gem.wiki/Huadian_Qingyuan_Huaqiao_Industrial_Park_Distributed_Gas_power_station | China | Guangdong | Huadian Qingyuan Huaqiao Industrial Park Distributed Gas power station | 广东华电清远华侨工业园天然气分布式能源站 | 2 | NG | 75 | operating | CC | 2023
https://www.gem.wiki/Huadian_Qingyuan_Huaqiao_Industrial_Park_Distributed_Gas_power_station | China | Guangdong | Huadian Qingyuan Huaqiao Industrial Park Distributed Gas power station | 广东华电清远华侨工业园天然气分布式能源站 | 3 | NG | 50 | operating | GT | 2023
https://www.gem.wiki/Huadian_Qingyuan_Huaqiao_Industrial_Park_Distributed_Gas_power_station | China | Guangdong | Huadian Qingyuan Huaqiao Industrial Park Distributed Gas power station | 广东华电清远华侨工业园天然气分布式能源站 | 4 | NG | 50 | operating | GT | 2023
https://www.gem.wiki/Qingyuan_Shijiao_Distributed_Natural_Gas_power_station | China | Guangdong | Qingyuan Shijiao Distributed Natural Gas power station | 国能清远石角天然气分布式能源站 | 1 | NG | 100 | operating | CC | 2023
https://www.gem.wiki/Fujian_Sansteel_Minguang_Co.,_Ltd._Gas_Power_Project | China | Fujian | Fujian Sansteel Minguang Co., Ltd. Gas Power Project | 福建三钢闽光股份有限公司80MW煤气高效发电机组 | 2 | BFG | 80 | operating | ST | 2023
https://www.gem.wiki/Fujian_Sansteel_Minguang_Co.,_Ltd._Gas_Power_Project | China | Fujian | Fujian Sansteel Minguang Co., Ltd. Gas Power Project | 福建三钢闽光股份有限公司80MW煤气高效发电机组 | 3 | BFG | 80 | operating | ST | 2023
https://www.gem.wiki/Minyuan_Iron_and_Steel_Group_Co.,_Ltd._power_project | China | Henan | Minyuan Iron and Steel Group Co., Ltd. power project | 闽源钢铁集团有限公司1×80MW超高温亚临界煤气发电项目 | 1 | BFG | 80 | operating | ST | 2023
https://www.gem.wiki/SPIC_Wusongjiang_Gas_power_station | China | Jiangsu | SPIC Wusongjiang Gas power station | 国家电投吴淞江燃机发电厂 | 2 | NG | 80 | operating | CC | 2023
https://www.gem.wiki/Wujiang_Shengze_Gas_Thermal_power_station | China | Jiangsu | Wujiang Shengze Gas Thermal power station | 吴江盛泽燃机热电厂 | 1 | NG | 100 | operating | CC | 2023
https://www.gem.wiki/Wujiang_Shengze_Gas_Thermal_power_station | China | Jiangsu | Wujiang Shengze Gas Thermal power station | 吴江盛泽燃机热电厂 | 2 | NG | 100 | operating | CC | 2023
https://www.gem.wiki/Hebei_Tangyin_Iron_and_Steel_Co.,_Ltd._Gas_Power_Project | China | Hebei | Hebei Tangyin Iron and Steel Co., Ltd. Gas Power Project | 河北唐银钢铁有限公司退城搬迁项目2X65MW超高温超高压富余煤气发电工程 | 1 | BFG | 65 | operating | ST | 2023
https://www.gem.wiki/Hebei_Tangyin_Iron_and_Steel_Co.,_Ltd._Gas_Power_Project | China | Hebei | Hebei Tangyin Iron and Steel Co., Ltd. Gas Power Project | 河北唐银钢铁有限公司退城搬迁项目2X65MW超高温超高压富余煤气发电工程 | 2 | BFG | 65 | operating | ST | 2023
https://www.gem.wiki/Hebei_Yanshan_Iron_and_Steel_Group_Co.,_Ltd._Gas_Power_Project | China | Hebei | Hebei Yanshan Iron and Steel Group Co., Ltd. Gas Power Project | 唐山燕山钢铁有限公司2x135MW亚临界煤气综合利用项目 | 1 | BFG | 135 | operating | ST | 2023
https://www.gem.wiki/Qian'an_City_Jiujiang_Wire_Co.,_Ltd._power_project | China | Hebei | Qian'an City Jiujiang Wire Co., Ltd. power project | 迁安市九江线材有限责任公司1×145MW超临界煤气发电三期项目 | 3 | BFG | 145 | operating | ST | 2023
https://www.gem.wiki/Hanneng_Power_Tunkou_Gas_power_station | China | Hubei | Hanneng Power Tunkou Gas power station | 汉能电力沌口燃机电厂 | 2-1 | NG | 100 | operating | CC | 2023
https://www.gem.wiki/Anhui_Nantian_power_station | China | Anhui | Anhui Nantian power station | 南添电力有限公司天然气厂 | 2 | NG | 50 | operating | CC | 2023
https://www.gem.wiki/Guangxi_Chiji_Iron_and_Steel_Co.,_Ltd._Gas_Power_Project | China | Guangxi | Guangxi Chiji Iron and Steel Co., Ltd. Gas Power Project | 广西翅冀钢铁有限公司2×100MW超高温亚临界煤气发电 | 2 | BFG | 100 | operating | ST | 2023
https://www.gem.wiki/Guangxi_Chiji_Iron_and_Steel_Co.,_Ltd._Gas_Power_Project | China | Guangxi | Guangxi Chiji Iron and Steel Co., Ltd. Gas Power Project | 广西翅冀钢铁有限公司2×80MW超高温亚临界煤气发电 | 3 | BFG | 80 | operating | ST | 2023
https://www.gem.wiki/Yichang_Zhongji_Thermal_power_station | China | Hubei | Yichang Zhongji Thermal power station | 宜昌市夷陵区中基热电厂 | 1 | NG | 75 | operating | CC | 2023
https://www.gem.wiki/Shanxi_Gaoyi_Steel_Co.,_Ltd._power_project | China | Shanxi | Shanxi Gaoyi Steel Co., Ltd. power project | 山西高义钢铁有限公司80MW超高温亚临界煤气发电项目 | 1 | BFG | 80 | operating | ST | 2023
https://www.gem.wiki/Shandong_Fengyuan_Gas_Thermal_power_station | China | Shandong | Shandong Fengyuan Gas Thermal power station | 山东丰源燃气热电有限公司燃气-蒸汽联合循环热电联产项目 | 1 | NG | 200 | operating | CC | 2023
https://www.gem.wiki/Yudean_Dinghu_Gas_power_station | China | Guangdong | Yudean Dinghu Gas power station | 粤电鼎湖天然气热电厂 | 1 | NG | 460 | operating | CC | 2023
https://www.gem.wiki/Yudean_Dinghu_Gas_power_station | China | Guangdong | Yudean Dinghu Gas power station | 粤电鼎湖天然气热电厂 | 2 | NG | 460 | operating | CC | 2023
https://www.gem.wiki/Qingyuan_Shijiao_Distributed_Natural_Gas_power_station | China | Guangdong | Qingyuan Shijiao Distributed Natural Gas power station | 国能清远石角天然气分布式能源站 | 2 | NG | 100 | operating | CC | 2024
https://www.gem.wiki/SPIC_Kaiping_Cuishan_Lake_Gas_Thermal_power_station | China | Guangdong | SPIC Kaiping Cuishan Lake Gas Thermal power station | 国家电投开平翠山湖燃气热电站 | 1-2 | NG | 100 | operating | CC | 2025
https://www.gem.wiki/Nanjing_Nangang_Industrial_Development_Co.,_Ltd._power_project | China | Jiangsu | Nanjing Nangang Industrial Development Co., Ltd. power project | 南京南钢产业发展有限公司资源综合利用高效发电项目 | 1 | BFG | 50 | operating | not found | not found
https://www.gem.wiki/Nanjing_Nangang_Industrial_Development_Co.,_Ltd._power_project | China | Jiangsu | Nanjing Nangang Industrial Development Co., Ltd. power project | 南京南钢产业发展有限公司资源综合利用高效发电项目 | 2 | BFG | 50 | operating | not found | not found
https://www.gem.wiki/Nanjing_Nangang_Industrial_Development_Co.,_Ltd._power_project | China | Jiangsu | Nanjing Nangang Industrial Development Co., Ltd. power project | 南京南钢产业发展有限公司资源综合利用高效发电项目 | 4 | BFG | 50 | operating | not found | not found
https://www.gem.wiki/Huadian_Chongqing_Tongnan_power_station | China | Chongqing | Huadian Chongqing Tongnan power station | 华电重庆潼南燃机热电联产项目一期 | 1-1 | NG | 500 | pre-construction | CC | 2024
https://www.gem.wiki/Huadian_Chongqing_Tongnan_power_station | China | Chongqing | Huadian Chongqing Tongnan power station | 华电重庆潼南燃机热电联产项目一期 | 1-2 | NG | 500 | pre-construction | CC | 2024
https://www.gem.wiki/Datang_Chaozhou_power_station | China | Guangdong | Datang Chaozhou power station | 大唐（华瀛）潮州热电冷联产项目 | 1 | NG | 460 | pre-construction | CC | 2024
https://www.gem.wiki/Datang_Chaozhou_power_station | China | Guangdong | Datang Chaozhou power station | 大唐（华瀛）潮州热电冷联产项目 | 2 | NG | 460 | pre-construction | CC | 2024
https://www.gem.wiki/SPIC_Dongguan_Dongcheng_Natural_Gas_power_station | China | Guangdong | SPIC Dongguan Dongcheng Natural Gas power station | 国家电投东莞东城天然气热电联产扩建工程 | 1 | LNG | 470 | pre-construction | CC | 2024
https://www.gem.wiki/Dongguan_Songshanhu_power_station | China | Guangdong | Dongguan Songshanhu power station | 华润电力东莞松山湖分布式能源项目 | 1 | NG | 50 | pre-construction | GT | 2024
https://www.gem.wiki/Dongguan_Songshanhu_power_station | China | Guangdong | Dongguan Songshanhu power station | 华润电力东莞松山湖分布式能源项目 | 2 | NG | 50 | pre-construction | GT | 2024
https://www.gem.wiki/Huaneng_Yantai_Gas_power_station | China | Shandong | Huaneng Yantai Gas power station | 华能烟台发电厂2×9F级燃气蒸汽联合循环热电联产项目 | 1 | NG | 530 | pre-construction | CC | 2024
https://www.gem.wiki/Huaneng_Yantai_Gas_power_station | China | Shandong | Huaneng Yantai Gas power station | 华能烟台发电厂2×9F级燃气蒸汽联合循环热电联产项目 | 2 | NG | 530 | pre-construction | CC | 2024
https://www.gem.wiki/Huadian_Shunde_Longjiang_Distributed_Gas_power_station | China | Guangdong | Huadian Shunde Longjiang Distributed Gas power station | 华电顺德龙江燃气分布式能源站（一期） | 1-1 | NG | 76 | pre-construction | CC | 2024
https://www.gem.wiki/Huadian_Shunde_Longjiang_Distributed_Gas_power_station | China | Guangdong | Huadian Shunde Longjiang Distributed Gas power station | 华电顺德龙江燃气分布式能源站（一期） | 1-2 | NG | 76 | pre-construction | CC | 2024
https://www.gem.wiki/China_Energy_Hainan_Sanyadong_power_station | China | Hainan | China Energy Hainan Sanyadong power station | 国家能源集团海南公司三亚东天然气发电项目 | 1 | NG | 400 | pre-construction | CC | 2024
https://www.gem.wiki/China_Energy_Hainan_Sanyadong_power_station | China | Hainan | China Energy Hainan Sanyadong power station | 国家能源集团海南公司三亚东天然气发电项目 | 2 | NG | 400 | pre-construction | CC | 2024
https://www.gem.wiki/Guangdong_Energy_Jieyang_Dananhai_power_station | China | Guangdong | Guangdong Energy Jieyang Dananhai power station | 广东能源揭阳大南海天然气热电联产项目 | 1 | NG | 480 | pre-construction | CC | 2024
https://www.gem.wiki/Guangdong_Energy_Jieyang_Dananhai_power_station | China | Guangdong | Guangdong Energy Jieyang Dananhai power station | 广东能源揭阳大南海天然气热电联产项目 | 2 | NG | 480 | pre-construction | CC | 2024
https://www.gem.wiki/Jilin_Songhuajiang_power_station | China | Jilin | Jilin Songhuajiang power station | 吉林松花江热电有限公司燃气机组工程项目 | 1 | NG | 430 | pre-construction | CC | 2024
https://www.gem.wiki/Jilin_Songhuajiang_power_station | China | Jilin | Jilin Songhuajiang power station | 吉林松花江热电有限公司燃气机组工程项目 | 2 | NG | 430 | pre-construction | CC | 2024
https://www.gem.wiki/Huangtai_power_station | China | Shandong | Huangtai power station | 华能济南黄台发电厂 | 1 | NG | 470 | pre-construction | CC | 2024
https://www.gem.wiki/Huangtai_power_station | China | Shandong | Huangtai power station | 华能济南黄台发电厂 | 2 | NG | 470 | pre-construction | CC | 2024
https://www.gem.wiki/SPIC_Kaiping_Cuishan_Lake_Gas_Thermal_power_station | China | Guangdong | SPIC Kaiping Cuishan Lake Gas Thermal power station | 国家电投开平翠山湖燃气热电站 | 2-1 | NG | 50 | pre-construction | CC | 2024
https://www.gem.wiki/SPIC_Kaiping_Cuishan_Lake_Gas_Thermal_power_station | China | Guangdong | SPIC Kaiping Cuishan Lake Gas Thermal power station | 国家电投开平翠山湖燃气热电站 | 2-2 | NG | 50 | pre-construction | CC | 2024
https://www.gem.wiki/Anji_Meixi_Gas_power_station | China | Zhejiang | Anji Meixi Gas power station | 安吉梅溪燃机电厂 | 1 | NG | 780 | pre-construction | CC | 2024
https://www.gem.wiki/Anji_Meixi_Gas_power_station | China | Zhejiang | Anji Meixi Gas power station | 安吉梅溪燃机电厂 | 2 | NG | 780 | pre-construction | CC | 2024
https://www.gem.wiki/Huaneng_Nantong_power_station | China | Jiangsu | Huaneng Nantong power station | 华能南通电厂 | 1 | NG | 745 | pre-construction | CC | 2024
https://www.gem.wiki/Huaneng_Nantong_power_station | China | Jiangsu | Huaneng Nantong power station | 华能南通电厂 | 2 | NG | 745 | pre-construction | CC | 2024
https://www.gem.wiki/Guangdong_Shajiao_power_complex | China | Guangdong | Guangdong Shajiao power complex | 广东能源东莞谢岗调峰气电项目 | 1 | NG | 600 | pre-construction | CC | 2024
https://www.gem.wiki/Guangdong_Shajiao_power_complex | China | Guangdong | Guangdong Shajiao power complex | 广东能源东莞谢岗调峰气电项目 | 2 | NG | 600 | pre-construction | CC | 2024
https://www.gem.wiki/Guangdong_Chenghai_Yixin_Distributed_Gas_power_station | China | Guangdong | Guangdong Chenghai Yixin Distributed Gas power station | 澄海益鑫天然气分布式二期项目 | 2-1 | NG | 75 | pre-construction | CC | 2024
https://www.gem.wiki/Guangdong_Chenghai_Yixin_Distributed_Gas_power_station | China | Guangdong | Guangdong Chenghai Yixin Distributed Gas power station | 澄海益鑫天然气分布式二期项目 | 2-2 | NG | 75 | pre-construction | CC | 2024
https://www.gem.wiki/Yudean_Shenzhen_Qianwan_Gas_power_station | China | Guangdong | Yudean Shenzhen Qianwan Gas power station | 粤电深圳前湾燃机电厂 | 2-1 | LNG | 390 | pre-construction | CC | 2024
https://www.gem.wiki/Yudean_Shenzhen_Qianwan_Gas_power_station | China | Guangdong | Yudean Shenzhen Qianwan Gas power station | 粤电深圳前湾燃机电厂 | 2-2 | LNG | 390 | pre-construction | CC | 2024
https://www.gem.wiki/Yudean_Shenzhen_Qianwan_Gas_power_station | China | Guangdong | Yudean Shenzhen Qianwan Gas power station | 粤电深圳前湾燃机电厂 | 2-3 | LNG | 390 | pre-construction | CC | 2024
https://www.gem.wiki/Huaneng_Jilin_Songyuan_power_station | China | Jilin | Huaneng Jilin Songyuan power station | 华能松原燃机热电厂 | 1 | NG | 830 | pre-construction | CC | 2024
https://www.gem.wiki/Tangshan_Ganglu_Iron_&_Steel_Co.,_Ltd._power_project | China | Hebei | Tangshan Ganglu Iron & Steel Co., Ltd. power project | 唐山港陆钢铁有限公司1×135MW超超临界能源回收煤气发电项目 | 1 | BFG | 135 | pre-construction | ST | 2024
https://www.gem.wiki/Datang_Hunan_Xiangtan_power_station | China | Hunan | Datang Hunan Xiangtan power station | 湘潭2x500兆瓦燃机热电联产项目 | 1 | NG | 500 | pre-construction | CC | 2024
https://www.gem.wiki/Datang_Hunan_Xiangtan_power_station | China | Hunan | Datang Hunan Xiangtan power station | 湘潭2x500兆瓦燃机热电联产项目 | 2 | NG | 500 | pre-construction | CC | 2024
https://www.gem.wiki/Fuling_Baitao_power_station | China | Chongqing | Fuling Baitao power station | 重庆涪陵白涛化工园区热电联产项目 | 1 | NG | 490 | pre-construction | CC | 2024
https://www.gem.wiki/Yichang_Zhongji_Thermal_power_station | China | Hubei | Yichang Zhongji Thermal power station | 宜昌市夷陵区中基热电厂 | 2 | NG | 75 | pre-construction | CC | 2024
https://www.gem.wiki/Huarun_Dongguan_Dalang_Gas_power_station | China | Guangdong | Huarun Dongguan Dalang Gas power station | 华润电力东莞大朗天然气发电项目 | 1 | NG | 470 | pre-construction | CC | 2025
https://www.gem.wiki/Huarun_Dongguan_Dalang_Gas_power_station | China | Guangdong | Huarun Dongguan Dalang Gas power station | 华润电力东莞大朗天然气发电项目 | 2 | NG | 470 | pre-construction | CC | 2025
https://www.gem.wiki/Shunde_Jun'an_Gas_Thermal_power_station | China | Guangdong | Shunde Jun'an Gas Thermal power station | 顺德均安片区燃气热电厂 | 1 | NG | 460 | pre-construction | CC | 2025
https://www.gem.wiki/Shunde_Jun'an_Gas_Thermal_power_station | China | Guangdong | Shunde Jun'an Gas Thermal power station | 顺德均安片区燃气热电厂 | 2 | NG | 460 | pre-construction | CC | 2025
https://www.gem.wiki/Beijing_Jingneng_Guangdong_Dongyuan_Gas_power_station | China | Guangdong | Beijing Jingneng Guangdong Dongyuan Gas power station | 河源东源天然气4×400MW级热电联产项目 | 1 | NG | 400 | pre-construction | CC | 2025
https://www.gem.wiki/Beijing_Jingneng_Guangdong_Dongyuan_Gas_power_station | China | Guangdong | Beijing Jingneng Guangdong Dongyuan Gas power station | 河源东源天然气4×400MW级热电联产项目 | 2 | NG | 400 | pre-construction | CC | 2025
https://www.gem.wiki/Guangdong_Huizhou_New_Material_Industrial_Park_power_station | China | Guangdong | Guangdong Huizhou New Material Industrial Park power station | 惠州新材料产业园热电冷联产项目 | 1 | NG | 460 | pre-construction | CC | 2025
https://www.gem.wiki/Guangdong_Huizhou_New_Material_Industrial_Park_power_station | China | Guangdong | Guangdong Huizhou New Material Industrial Park power station | 惠州新材料产业园热电冷联产项目 | 2 | NG | 460 | pre-construction | CC | 2025
https://www.gem.wiki/Guanghai_Bay_power_station | China | Guangdong | Guanghai Bay power station | 广海湾天然气热电联产项目一期 | 1 | LNG | 650 | pre-construction | CC | 2025
https://www.gem.wiki/Guanghai_Bay_power_station | China | Guangdong | Guanghai Bay power station | 广海湾天然气热电联产项目一期 | 2 | LNG | 650 | pre-construction | CC | 2025
https://www.gem.wiki/Huadian_Heshan_Gas_Thermal_power_station | China | Guangdong | Huadian Heshan Gas Thermal power station | 华电广东鹤山燃机热电站 | 1 | NG | 115 | pre-construction | CC | 2025
https://www.gem.wiki/Huadian_Heshan_Gas_Thermal_power_station | China | Guangdong | Huadian Heshan Gas Thermal power station | 华电广东鹤山燃机热电站 | 2 | NG | 115 | pre-construction | CC | 2025
https://www.gem.wiki/Huadian_Heshan_Gas_Thermal_power_station | China | Guangdong | Huadian Heshan Gas Thermal power station | 华电广东鹤山燃机热电站 | 3 | NG | 115 | pre-construction | CC | 2025
https://www.gem.wiki/Yudean_Xinhui_power_station | China | Guangdong | Yudean Xinhui power station | 粤电新会电厂二期 | 2-1 | LNG | 800 | pre-construction | CC | 2025
https://www.gem.wiki/Yudean_Xinhui_power_station | China | Guangdong | Yudean Xinhui power station | 粤电新会电厂二期 | 2-2 | LNG | 800 | pre-construction | CC | 2025
https://www.gem.wiki/CNOOC_Zhejiang_Yuyao_power_station | China | Zhejiang | CNOOC Zhejiang Yuyao power station | 中海油宁波余姚燃气-蒸汽联合循环发电项目 | 1 | NG | 750 | pre-construction | CC | 2025
https://www.gem.wiki/CNOOC_Zhejiang_Yuyao_power_station | China | Zhejiang | CNOOC Zhejiang Yuyao power station | 中海油宁波余姚燃气-蒸汽联合循环发电项目 | 2 | NG | 750 | pre-construction | CC | 2025
https://www.gem.wiki/Shandong_Qingdao_Laixi_Juneng_power_station | China | Shandong | Shandong Qingdao Laixi Juneng power station | 莱西聚能天然气热电联产工程 | 1 | NG | 460 | pre-construction | CC | 2025
https://www.gem.wiki/Shandong_Qingdao_Laixi_Juneng_power_station | China | Shandong | Shandong Qingdao Laixi Juneng power station | 莱西聚能天然气热电联产工程 | 2 | NG | 460 | pre-construction | CC | 2025
https://www.gem.wiki/Guangdong_Shanwei_Haifeng_power_station | China | Guangdong | Guangdong Shanwei Haifeng power station | 汕尾海丰天然气热电联产保障电源项目一期 | 1-1 | NG | 460 | pre-construction | CC | 2025
https://www.gem.wiki/Guangdong_Shanwei_Haifeng_power_station | China | Guangdong | Guangdong Shanwei Haifeng power station | 汕尾海丰天然气热电联产保障电源项目一期 | 1-2 | NG | 120 | pre-construction | CC | 2025
https://www.gem.wiki/Shanwei_Haifeng_power_station | China | Guangdong | Shanwei Haifeng power station | 汕尾海丰天然气热电联产 | 1-1 | NG | 460 | pre-construction | CC | 2025
https://www.gem.wiki/Shanwei_Haifeng_power_station | China | Guangdong | Shanwei Haifeng power station | 汕尾海丰天然气热电联产 | 1-2 | NG | 115 | pre-construction | CC | 2025
https://www.gem.wiki/Datang_Jinhua_power_station | China | Zhejiang | Datang Jinhua power station | 大唐金华天然气发电项目 | 1 | NG | 735 | pre-construction | CC | 2025
https://www.gem.wiki/Datang_Jinhua_power_station | China | Zhejiang | Datang Jinhua power station | 大唐金华天然气发电项目 | 2 | NG | 735 | pre-construction | CC | 2025
https://www.gem.wiki/Dongyuan_County_power_station | China | Guangdong | Dongyuan County power station | 东源县热电联产项目 | 1 | NG | 400 | pre-construction | CC | 2025
https://www.gem.wiki/Dongyuan_County_power_station | China | Guangdong | Dongyuan County power station | 东源县热电联产项目 | 2 | NG | 400 | pre-construction | CC | 2025
https://www.gem.wiki/Dongyuan_County_power_station | China | Guangdong | Dongyuan County power station | 东源县热电联产项目 | 3 | NG | 400 | pre-construction | CC | 2025
https://www.gem.wiki/Dongyuan_County_power_station | China | Guangdong | Dongyuan County power station | 东源县热电联产项目 | 4 | NG | 400 | pre-construction | CC | 2025
https://www.gem.wiki/Guangdong_Yangxi_power_station | China | Guangdong | Guangdong Yangxi power station | 阳江阳西天然气热冷电联产项目一期工程 | 1-1 | NG | 100 | pre-construction | CC | 2025
https://www.gem.wiki/Guangdong_Yangxi_power_station | China | Guangdong | Guangdong Yangxi power station | 阳江阳西天然气热冷电联产项目一期工 程 | 1-2 | NG | 100 | pre-construction | CC | 2025
https://www.gem.wiki/Huaneng_Xiangyin_power_station | China | Hunan | Huaneng Xiangyin power station | 华能湖南湘阴调峰燃气厂 | 1-1 | NG | 500 | pre-construction | CC | 2025
https://www.gem.wiki/Huaneng_Xiangyin_power_station | China | Hunan | Huaneng Xiangyin power station | 华能湖南湘阴调峰燃气厂 | 1-2 | NG | 500 | pre-construction | CC | 2025
https://www.gem.wiki/SDIC_Jineng_(Zhoushan)_Gas_power_station | China | Zhejiang | SDIC Jineng (Zhoushan) Gas power station | 国投吉能（舟山）燃气发电厂 | 1 | NG, H | 745 | pre-construction | CC | 2025
https://www.gem.wiki/Datang_Guangzhou_Conghua_Gas_power_station | China | Guangdong | Datang Guangzhou Conghua Gas power station | 大唐广州从化燃气发电厂 | 1 | NG | 700 | pre-construction | CC | 2026
https://www.gem.wiki/Datang_Guangzhou_Conghua_Gas_power_station | China | Guangdong | Datang Guangzhou Conghua Gas power station | 大唐广州从化燃气发电厂 | 2 | NG | 700 | pre-construction | CC | 2026
https://www.gem.wiki/Huadian_Fuxin_Zengcheng_power_station | China | Guangdong | Huadian Fuxin Zengcheng power station | 华电福新增城电厂二期项目 | 2-1 | NG | 600 | pre-construction | CC | 2026
https://www.gem.wiki/Huadian_Fuxin_Zengcheng_power_station | China | Guangdong | Huadian Fuxin Zengcheng power station | 华电福新增城电厂二期项目 | 2-2 | NG | 600 | pre-construction | CC | 2026
https://www.gem.wiki/Huaneng_Sichuan_Bazhong_power_station | China | Sichuan | Huaneng Sichuan Bazhong power station | 华能巴中燃机工程项目 | 1-1 | NG | 450 | pre-construction | CC | not found
https://www.gem.wiki/Huaneng_Sichuan_Bazhong_power_station | China | Sichuan | Huaneng Sichuan Bazhong power station | 华能巴中燃机工程项目 | 1-2 | NG | 450 | pre-construction | CC | not found
https://www.gem.wiki/Tianjin_Beijiao_power_station | China | Tianjin | Tianjin Beijiao power station | 天津北郊燃气电厂 | 1 | NG | 450 | pre-construction | CC | not found
https://www.gem.wiki/Tianjin_Beijiao_power_station | China | Tianjin | Tianjin Beijiao power station | 天津北郊燃气电厂 | 2 | NG | 450 | pre-construction | CC | not found
https://www.gem.wiki/Chongqing_Changshou_power_station | China | Chongqing | Chongqing Changshou power station | 重庆华电长寿燃机热电项目 | 1-1 | NG | 700 | pre-construction | CC | not found
https://www.gem.wiki/Chongqing_Changshou_power_station | China | Chongqing | Chongqing Changshou power station | 重庆华电长寿燃机热电项目 | 1-2 | NG | 700 | pre-construction | CC | not found
https://www.gem.wiki/Huaneng_Chongqing_Liangjiang_Gas_power_station | China | Chongqing | Huaneng Chongqing Liangjiang Gas power station | 华能重庆两江燃机发电厂 | 2-3 | NG | 700 | pre-construction | CC | not found
https://www.gem.wiki/Huaneng_Tianjin_Lingang_Gas_Thermal_power_station | China | Tianjin | Huaneng Tianjin Lingang Gas Thermal power station | 华能天津临港燃机热电厂 | 2 | NG | 463 | pre-construction | CC | not found
https://www.gem.wiki/CNOOC_Hainan_Yangpu_Gas_power_station | China | Hainan | CNOOC Hainan Yangpu Gas power station | 中海油海南洋浦电厂 | 3 | NG | 50 | pre-construction | CC | not found
https://www.gem.wiki/CNOOC_Hainan_Yangpu_Gas_power_station | China | Hainan | CNOOC Hainan Yangpu Gas power station | 中海油海南洋浦电厂 | 4 | NG | 50 | pre-construction | CC | not found
https://www.gem.wiki/Dongguan_Qishi_Natural_Gas_power_station | China | Guangdong | Dongguan Qishi Natural Gas power station | 东莞企石天然气分布式热电厂 | 1 | NG | 120 | pre-construction | CC | not found
https://www.gem.wiki/Dongguan_Qishi_Natural_Gas_power_station | China | Guangdong | Dongguan Qishi Natural Gas power station | 东莞企石天然气分布式热电厂 | 2 | NG | 120 | pre-construction | CC | not found
https://www.gem.wiki/Jiulong_Paper_Mill_power_station | China | Guangdong | Jiulong Paper Mill power station | 玖龙纸业东莞天然气热电站 | 2 | NG | 135 | pre-construction | GT | not found
https://www.gem.wiki/Jiulong_Paper_Mill_power_station | China | Guangdong | Jiulong Paper Mill power station | 玖龙纸业东莞天然气热电站 | 3 | NG | 135 | pre-construction | GT | not found
https://www.gem.wiki/Jiulong_Paper_Mill_power_station | China | Guangdong | Jiulong Paper Mill power station | 玖龙纸业东莞天然气热电站 | 4 | NG | 135 | pre-construction | GT | not found
https://www.gem.wiki/Jiulong_Paper_Mill_power_station | China | Guangdong | Jiulong Paper Mill power station | 玖龙纸业东莞天然气热电站 | 5 | NG | 135 | pre-construction | GT | not found
https://www.gem.wiki/Lee_&_Man_Paper_power_station | China | Guangdong | Lee & Man Paper power station | 广东理文造纸有限公司自备电厂 | 1 | NG | 75 | pre-construction | CC | not found
https://www.gem.wiki/Lee_&_Man_Paper_power_station | China | Guangdong | Lee & Man Paper power station | 广东理文造纸有限公司自备电厂 | 2 | NG | 75 | pre-construction | CC | not found
https://www.gem.wiki/Lee_&_Man_Paper_power_station | China | Guangdong | Lee & Man Paper power station | 广东理文造纸有限公司自备电厂 | 3 | NG | 50 | pre-construction | GT | not found
https://www.gem.wiki/Huadian_Shunde_Longjiang_Distributed_Gas_power_station | China | Guangdong | Huadian Shunde Longjiang Distributed Gas power station | 华电顺德龙江燃气分布式能源站（二期） | 2-1 | NG | 500 | pre-construction | CC | not found
https://www.gem.wiki/Fujian_Great_Dong_Hai_Industrial_Group_Co.,Lit_Gas_Power_Project | China | Fujian | Fujian Great Dong Hai Industrial Group Co.,Lit Gas Power Project | 福建大东海实业集团有限公司1×93MW煤气发电项目工程 | 1 | BFG | 93 | pre-construction | ST | not found
https://www.gem.wiki/Guangdong_Yudean_Panyu_Gas_power_station | China | Guangdong | Guangdong Yudean Panyu Gas power station | 广东能源广州番禺气电项目 | 1 | NG | 600 | pre-construction | CC | not found
https://www.gem.wiki/Guangdong_Yudean_Panyu_Gas_power_station | China | Guangdong | Guangdong Yudean Panyu Gas power station | 广东能源广州番禺气电项目 | 2 | NG | 600 | pre-construction | CC | not found
https://www.gem.wiki/Zhishicheng_Hengyun_power_station | China | Guangdong | Zhishicheng Hengyun power station | 知识城恒运天然气热电联产项目 | 1 | NG | 460 | pre-construction | CC | not found
https://www.gem.wiki/Zhishicheng_Hengyun_power_station | China | Guangdong | Zhishicheng Hengyun power station | 知识城恒运天然气热电联产项目 | 2 | NG | 460 | pre-construction | CC | not found
https://www.gem.wiki/Hebei_Taihang_Iron_and_Steel_Group_Co.,_Ltd._Gas_Power_Project | China | Hebei | Hebei Taihang Iron and Steel Group Co., Ltd. Gas Power Project | 河北太行钢铁集团有限公司 1×100MW 亚临界超高温煤气发电工程项目 | 2-1 | BFG | 100 | pre-construction | ST | not found
https://www.gem.wiki/Beijing_Jingneng_Guangdong_Dongyuan_Gas_power_station | China | Guangdong | Beijing Jingneng Guangdong Dongyuan Gas power station | 河源东源天然气4×400MW级热电联产项目 | 3 | NG | 400 | pre-construction | CC | not found
https://www.gem.wiki/Beijing_Jingneng_Guangdong_Dongyuan_Gas_power_station | China | Guangdong | Beijing Jingneng Guangdong Dongyuan Gas power station | 河源东源天然气4×400MW级热电联产项目 | 4 | NG | 400 | pre-construction | CC | not found
https://www.gem.wiki/Huaneng_Longmen_Gas_power_station | China | Guangdong | Huaneng Longmen Gas power station | 华能龙门天然气发电站 | 1 | NG | 460 | pre-construction | CC | not found
https://www.gem.wiki/Huaneng_Longmen_Gas_power_station | China | Guangdong | Huaneng Longmen Gas power station | 华能龙门天然气发电站 | 2 | NG | 460 | pre-construction | CC | not found
https://www.gem.wiki/SPIC_Jiedong_Gas_Thermal_power_station | China | Guangdong | SPIC Jiedong Gas Thermal power station | 国家电投揭东燃气热电站 | 2-1 | LNG | 100 | pre-construction | CC | not found
https://www.gem.wiki/SPIC_Jiedong_Gas_Thermal_power_station | China | Guangdong | SPIC Jiedong Gas Thermal power station | 国家电投揭东燃气热电站 | 2-2 | LNG | 100 | pre-construction | CC | not found
https://www.gem.wiki/Huadian_Xianghe_Gas_Energy_Station | China | Hebei | Huadian Xianghe Gas Energy Station | 华电香河燃气能源站 | 1-1 | NG | 200 | pre-construction | CC | not found
https://www.gem.wiki/Huadian_Xianghe_Gas_Energy_Station | China | Hebei | Huadian Xianghe Gas Energy Station | 华电香河燃气能源站 | 1-2 | NG | 200 | pre-construction | CC | not found
https://www.gem.wiki/Lianyungang_Xingxin_Iron_and_Steel_Co.,_Ltd._power_project | China | Jiangsu | Lianyungang Xingxin Iron and Steel Co., Ltd. power project | 连云港兴鑫钢铁有限公司1×80MW亚临界超高温煤气发电项目 | 1 | BFG | 80 | pre-construction | not found | not found
https://www.gem.wiki/Shandong_Iron_&_Steel_Group_Yongfeng_Lingang_Corp._Lingang_Advanced_Special_Steel_Industry_Base_power_station | China | Shandong | Shandong Iron & Steel Group Yongfeng Lingang Corp. Lingang Advanced Special Steel Industry Base power station | 山东钢铁集团永锋临港有限公司临港先进优特钢产业基地二期项目2×135MW超临界煤气发电项目 | 2-1 | BFG | 135 | pre-construction | ST | not found
https://www.gem.wiki/Shandong_Iron_&_Steel_Group_Yongfeng_Lingang_Corp._Lingang_Advanced_Special_Steel_Industry_Base_power_station | China | Shandong | Shandong Iron & Steel Group Yongfeng Lingang Corp. Lingang Advanced Special Steel Industry Base power station | 山东钢铁集团永锋临港有限公司临港先进优特钢产业基地二期项目2×135MW超临界煤气发电项目 | 2-2 | BFG | 135 | pre-construction | ST | not found
https://www.gem.wiki/Luoyang_Wanzhong_Jili_Gas_Thermal_power_station | China | Henan | Luoyang Wanzhong Jili Gas Thermal power station | 洛阳万众吉利热电厂 | 2-1 | NG | 350 | pre-construction | CC | not found
https://www.gem.wiki/Luoyang_Wanzhong_Jili_Gas_Thermal_power_station | China | Henan | Luoyang Wanzhong Jili Gas Thermal power station | 洛阳万众吉利热电厂 | 2-2 | NG | 350 | pre-construction | CC | not found
https://www.gem.wiki/Datang_Nanjing_Xiaguan-3_power_station | China | Jiangsu | Datang Nanjing Xiaguan-3 power station | 大唐南京发电厂 | 2-1 | NG | 655 | pre-construction | CC | not found
https://www.gem.wiki/Datang_Nanjing_Xiaguan-3_power_station | China | Jiangsu | Datang Nanjing Xiaguan-3 power station | 大唐南京发电厂 | 2-2 | NG | 655 | pre-construction | CC | not found
https://www.gem.wiki/Nanjing_Nangang_Industrial_Development_Co.,_Ltd._power_project | China | Jiangsu | Nanjing Nangang Industrial Development Co., Ltd. power project | 南京南钢产业发展有限公司资源综合利用高效发电项目 | 6 | BFG | 120 | pre-construction | ST | not found
https://www.gem.wiki/Hebei_Anfeng_Iron_&_Steel_Co.,_Ltd._Gas_Power_Project | China | Hebei | Hebei Anfeng Iron & Steel Co., Ltd. Gas Power Project | 河北安丰钢铁有限公司2#煤气发电项目 | 1-1R | BFG | 65 | pre-construction | ST | not found
https://www.gem.wiki/Hebei_Anfeng_Iron_&_Steel_Co.,_Ltd._Gas_Power_Project | China | Hebei | Hebei Anfeng Iron & Steel Co., Ltd. Gas Power Project | 河北安丰钢铁有限公司2#煤气发电项目 | 1-2R | BFG | 65 | pre-construction | ST | not found
https://www.gem.wiki/Hebei_Anfeng_Iron_&_Steel_Co.,_Ltd._Gas_Power_Project | China | Hebei | Hebei Anfeng Iron & Steel Co., Ltd. Gas Power Project | 河北安丰钢铁有限公司100MW超高温亚临界煤气发电项目 | 2R | BFG | 100 | pre-construction | ST | not found
https://www.gem.wiki/Hainan_Qionghai_power_station | China | Hainan | Hainan Qionghai power station | 海南琼海2x460MW级燃气—蒸汽联合循环电厂工程项目 | 1 | NG | 460 | pre-construction | CC | not found
https://www.gem.wiki/Hainan_Qionghai_power_station | China | Hainan | Hainan Qionghai power station | 海南琼海2x460MW级燃气—蒸汽联合循环电厂工程项目 | 2 | NG | 460 | pre-construction | CC | not found
https://www.gem.wiki/Shanwei_Haifeng_power_station | China | Guangdong | Shanwei Haifeng power station | 汕尾海丰天然气热电联产 | 2-1 | NG | 460 | pre-construction | CC | not found
https://www.gem.wiki/Shanwei_Haifeng_power_station | China | Guangdong | Shanwei Haifeng power station | 汕尾海丰天然气热电联产 | 2-2 | NG | 460 | pre-construction | CC | not found
https://www.gem.wiki/Shenzhen_Yuhu_Gas_power_station | China | Guangdong | Shenzhen Yuhu Gas power station | 深圳钰湖燃气发电厂 | 2-1 | NG | 430 | pre-construction | CC | not found
https://www.gem.wiki/Shenzhen_Yuhu_Gas_power_station | China | Guangdong | Shenzhen Yuhu Gas power station | 深圳钰湖燃气发电厂 | 2-2 | NG | 430 | pre-construction | CC | not found
https://www.gem.wiki/Huaneng_Jilin_Songyuan_power_station | China | Jilin | Huaneng Jilin Songyuan power station | 华能松原燃机热电厂 | 2 | NG | 830 | pre-construction | CC | not found
https://www.gem.wiki/Sichuan_Suining_Anju_Natural_Gas_power_station | China | Sichuan | Sichuan Suining Anju Natural Gas power station | 华电安居天然气发电厂 | 1-1 | NG | 700 | pre-construction | CC | not found
https://www.gem.wiki/Sichuan_Suining_Anju_Natural_Gas_power_station | China | Sichuan | Sichuan Suining Anju Natural Gas power station | 华电安居天然气发电厂 | 1-2 | NG | 700 | pre-construction | CC | not found
https://www.gem.wiki/Shougang_Jingtang_United_Iron_&_Steel_Co.,_Ltd._power_project | China | Hebei | Shougang Jingtang United Iron & Steel Co., Ltd. power project | 首钢京唐钢铁联合有限责任公司 | 1 | BFG | 100 | pre-construction | ST | not found
https://www.gem.wiki/Tangshan_Donghua_Iron_&_Steel_Enterprise_Group_Co.,_Ltd._power_project | China | Hebei | Tangshan Donghua Iron & Steel Enterprise Group Co., Ltd. power project | 唐山东华钢铁企业集团有限公司2×93MW超高温亚临界煤气发电项目 | 3-1 | BFG | 93 | pre-construction | ST | not found
https://www.gem.wiki/Tangshan_Donghua_Iron_&_Steel_Enterprise_Group_Co.,_Ltd._power_project | China | Hebei | Tangshan Donghua Iron & Steel Enterprise Group Co., Ltd. power project | 唐山东华钢铁企业集团有限公司2×93MW超高温亚临界煤气发电项目 | 3-2 | BFG | 93 | pre-construction | ST | not found
https://www.gem.wiki/Huadian_Gaocun_Gas_Distributed_Energy_Station | China | Tianjin | Huadian Gaocun Gas Distributed Energy Station | 华电高村燃气分布式能源站 | 1 | NG | 60 | pre-construction | CC | not found
https://www.gem.wiki/Huadian_Gaocun_Gas_Distributed_Energy_Station | China | Tianjin | Huadian Gaocun Gas Distributed Energy Station | 华电高村燃气分布式能源站 | 2 | NG | 60 | pre-construction | CC | not found
https://www.gem.wiki/Changsha_power_station | China | Hunan | Changsha power station | 长沙电厂二期燃气发电调峰 | 1-1 | NG | 500 | pre-construction | not found | not found
https://www.gem.wiki/Changsha_power_station | China | Hunan | Changsha power station | 长沙电厂二期燃气发电调峰 | 1-2 | NG | 500 | pre-construction | not found | not found
https://www.gem.wiki/Yantai_Southeast_Gas_Thermal_power_station | China | Shandong | Yantai Southeast Gas Thermal power station | 烟台东南部天然气热电厂 | 1 | NG | 400 | pre-construction | CC | not found
https://www.gem.wiki/Yantai_Southeast_Gas_Thermal_power_station | China | Shandong | Yantai Southeast Gas Thermal power station | 烟台东南部天然气热电厂 | 2 | NG | 400 | pre-construction | CC | not found
https://www.gem.wiki/Shanxi_Dongfang_Resources_Development_Group_Co.,_Ltd._power_project | China | Shanxi | Shanxi Dongfang Resources Development Group Co., Ltd. power project | 山西东方资源超超临界煤气综合利用分布式发电项目 | 1 | BFG, COG | 150 | pre-construction | ST | not found
https://www.gem.wiki/Zhongshan_Yong'an_Gas_Thermal_power_station | China | Guangdong | Zhongshan Yong'an Gas Thermal power station | 中山永安热电厂 | 2-1 | LNG | 220 | pre-construction | CC | not found
https://www.gem.wiki/SDIC_Jineng_(Zhoushan)_Gas_power_station | China | Zhejiang | SDIC Jineng (Zhoushan) Gas power station | 国投吉能（舟山）燃气发电厂 | 2 | NG, H | 745 | pre-construction | CC | not found
https://www.gem.wiki/Zhoushan_Petrochemical_Base_Cogen_power_station | China | Zhejiang | Zhoushan Petrochemical Base Cogen power station | 舟山石化热电厂 | 1 | LNG | 180 | pre-construction | CC | not found
https://www.gem.wiki/Zhoushan_Petrochemical_Base_Cogen_power_station | China | Zhejiang | Zhoushan Petrochemical Base Cogen power station | 舟山石化热电厂 | 2 | LNG | 180 | pre-construction | CC | not found
https://www.gem.wiki/Zhoushan_Petrochemical_Base_Cogen_power_station | China | Zhejiang | Zhoushan Petrochemical Base Cogen power station | 舟山石化热电厂 | 3 | LNG | 180 | pre-construction | CC | not found
https://www.gem.wiki/CNOOC_Zhuhai_Gas_power_station | China | Guangdong | CNOOC Zhuhai Gas power station | 中海油珠海天然气发电厂 | 2-1 | NG | 460 | pre-construction | CC | not found
https://www.gem.wiki/CNOOC_Zhuhai_Gas_power_station | China | Guangdong | CNOOC Zhuhai Gas power station | 中海油珠海天然气发电厂 | 2-2 | NG | 460 | pre-construction | CC | not found
https://www.gem.wiki/Huadian_Zhuhai_Doumen_power_station | China | Guangdong | Huadian Zhuhai Doumen power station | 珠海斗门华电热电联产项目 | 1 | NG | 115 | pre-construction | CC | not found
https://www.gem.wiki/Huadian_Zhuhai_Doumen_power_station | China | Guangdong | Huadian Zhuhai Doumen power station | 珠海斗门华电热电联产项目 | 2 | NG | 115 | pre-construction | CC | not found
https://www.gem.wiki/Huadian_Zibo_Gas_power_station | China | Shandong | Huadian Zibo Gas power station | 华电淄博2×9F级燃气蒸汽联合循环热电联产 | 1 | NG | 850 | pre-construction | CC | not found
https://www.gem.wiki/Huadian_Zibo_Gas_power_station | China | Shandong | Huadian Zibo Gas power station | 华电淄博2×9F级燃气蒸汽联合循环热电联产 | 2 | NG | 850 | pre-construction | CC | not found
https://www.gem.wiki/Sichuan_Investment_Group_Ziyang_power_station | China | Sichuan | Sichuan Investment Group Ziyang power station | 川投集团资阳燃气电站, 资阳燃气电站新建工程二期 | 2-1 | NG | 700 | pre-construction | CC | not found
https://www.gem.wiki/Sichuan_Investment_Group_Ziyang_power_station | China | Sichuan | Sichuan Investment Group Ziyang power station | 川投集团资阳燃气电站, 资阳燃气电站新建工程二期 | 2-2 | NG | 700 | pre-construction | CC | not found

## Nuclear
序号 | 机组名称 | 电厂名称 | 电厂期数 | 机组编号 | 堆型 | 状态 | 省份 | 城市 | 县 | 经度 | 纬度 | 装机容量(MW) | 业主单位 | 开工日期 | 首次并网 | 商业运行 | 预计投运 | 退役日期 | Year
1 | 福清1号 | 福清核电厂 | 1期 | 1号机组 | M310 / CNP1000 | 在运 | 福建省 | 福州市 | 福清市 | 119.4492 | 25.4408 | 1089 | 中核集团 | 2008-11-21 | 2014-08-20 | 2014-11-19 | 2014
2 | 福清2号 | 福清核电厂 | 1期 | 2号机组 | M310 / CNP1000 | 在运 | 福建省 | 福州市 | 福清市 | 119.4492 | 25.4408 | 1089 | 中核集团 | 2009-06-17 | 2015-08-06 | 2015-10-16 | 2015
3 | 福清3号 | 福清核电厂 | 1期 | 3号机组 | M310 / CNP1000 | 在运 | 福建省 | 福州市 | 福清市 | 119.4492 | 25.4408 | 1089 | 中核集团 | 2010-12-31 | 2016-09-07 | 2016-10-24 | 2016
4 | 福清4号 | 福清核电厂 | 1期 | 4号机组 | M310 / CNP1000 | 在运 | 福建省 | 福州市 | 福清市 | 119.4492 | 25.4408 | 1089 | 中核集团 | 2012-11-17 | 2017-07-29 | 2017-09-17 | 2017
5 | 福清5号 | 福清核电厂 | 1期 | 5号机组 | 华龙一号 | 在运 | 福建省 | 福州市 | 福清市 | 119.4492 | 25.4408 | 1161 | 中核集团 | 2015-05-07 | 2020-11-27 | 2021-01-29 | 2020
6 | 福清6号 | 福清核电厂 | 1期 | 6号机组 | 华龙一号 | 在运 | 福建省 | 福州市 | 福清市 | 119.4492 | 25.4408 | 1161 | 中核集团 | 2015-12-22 | 2022-01-01 | 2022-01-01 | 2022
7 | 宁德1号 | 宁德核电厂 | 1期 | 1号机组 | CPR1000 | 在运 | 福建省 | 宁德市 | 福鼎市 | 120.2846 | 27.0426 | 1089 | 中国广核集团 | 2008-02-18 | 2012-12-28 | 2013-04-15 | 2012
8 | 宁德2号 | 宁德核电厂 | 1期 | 2号机组 | CPR1000 | 在运 | 福建省 | 宁德市 | 福鼎市 | 120.2846 | 27.0426 | 1089 | 中国广核集团 | 2008-11-12 | 2014-01-04 | 2014-05-04 | 2014
9 | 宁德3号 | 宁德核电厂 | 1期 | 3号机组 | CPR1000 | 在运 | 福建省 | 宁德市 | 福鼎市 | 120.2846 | 27.0426 | 1089 | 中国广核集团 | 2010-01-08 | 2015-03-21 | 2015-06-10 | 2015
10 | 宁德4号 | 宁德核电厂 | 1期 | 4号机组 | CPR1000 | 在运 | 福建省 | 宁德市 | 福鼎市 | 120.2846 | 27.0426 | 1089 | 中国广核集团 | 2010-09-29 | 2016-03-29 | 2016-07-21 | 2016
11 | 霞浦示范快堆1号 | 霞浦示范快堆 | 1期 | 1号机组 | CFR600 | 在建 | 福建省 | 宁德市 | 霞浦县 | 120.1527 | 26.8013 | 600 | 中核集团 | 2017-12-29 |  |  | 2023
12 | 霞浦示范快堆2号 | 霞浦示范快堆 | 1期 | 2号机组 | CFR600 | 在建 | 福建省 | 宁德市 | 霞浦县 | 120.1527 | 26.8013 | 600 | 中核集团 | 2020-12-27 |  |  | 2026
13 | 漳州1号 | 漳州核电厂 | 1期 | 1号机组 | 华龙一号 | 在建 | 福建省 | 漳州市 | 东山县 | 117.4914 | 23.8307 | 1212 | 中核集团 | 2019-10-16 |  |  | 2024
14 | 漳州2号 | 漳州核电厂 | 1期 | 2号机组 | 华龙一号 | 在建 | 福建省 | 漳州市 | 东山县 | 117.4914 | 23.8307 | 1212 | 中核集团 | 2020-09-04 |  |  | 2025
15 | 漳州3号 | 漳州核电厂 | 2期 | 3号机组 | 华龙一号 | 核准 | 福建省 | 漳州市 | 东山县 | 117.4914 | 23.8307 | 1212 | 中核集团 | 2022-09-13 核准
16 | 漳州4号 | 漳州核电厂 | 2期 | 4号机组 | 华龙一号 | 核准 | 福建省 | 漳州市 | 东山县 | 117.4914 | 23.8307 | 1212 | 中核集团 | 2022-09-13 核准 |  |  | 2028
17 | 大亚湾1号 | 大亚湾核电厂 | 1期 | 1号机组 | M310 | 在运 | 广东省 | 深圳市 | 宝安区 | 114.5447 | 22.5968 | 984 | 中国广核集团 | 1987-08-07 | 1993-08-31 | 1994-02-01 | 1993
18 | 大亚湾2号 | 大亚湾核电厂 | 1期 | 2号机组 | M310 | 在运 | 广东省 | 深圳市 | 宝安区 | 114.5447 | 22.5968 | 984 | 中国广核集团 | 1988-04-07 | 1994-02-07 | 1994-05-06 | 1994
19 | 岭澳1号 | 岭澳核电厂 | 1期 | 1号机组 | M310 | 在运 | 广东省 | 深圳市 | 宝安区 | 114.5531 | 22.6061 | 990 | 中国广核集团 | 1997-05-15 | 2002-02-26 | 2002-05-28 | 2002
20 | 岭澳2号 | 岭澳核电厂 | 1期 | 2号机组 | M310 | 在运 | 广东省 | 深圳市 | 宝安区 | 114.5531 | 22.6061 | 990 | 中国广核集团 | 1997-11-28 | 2002-09-14 | 2003-01-08 | 2002
21 | 岭澳3号 | 岭澳核电厂 | 2期 | 3号机组 | CPR1000 | 在运 | 广东省 | 深圳市 | 宝安区 | 114.5531 | 22.6061 | 1086 | 中国广核集团 | 2005-12-15 | 2010-07-15 | 2010-09-15 | 2010
22 | 岭澳4号 | 岭澳核电厂 | 2期 | 4号机组 | CPR1000 | 在运 | 广东省 | 深圳市 | 宝安区 | 114.5531 | 22.6061 | 1086 | 中国广核集团 | 2006-06-15 | 2011-05-03 | 2011-08-07 | 2011
23 | 台山1号 | 台山核电厂 | 1期 | 1号机组 | EPR | 在运 | 广东省 | 江门市 | 台山市 | 112.9821 | 21.9179 | 1750 | 中国广核集团 | 2009-11-18 | 2018-06-29 | 2018-12-13 | 2018
24 | 台山2号 | 台山核电厂 | 1期 | 2号机组 | EPR | 在运 | 广东省 | 江门市 | 台山市 | 112.9821 | 21.9179 | 1750 | 中国广核集团 | 2010-04-15 | 2019-06-23 | 2019-09-07 | 2019
25 | 太平岭1号 | 太平岭核电厂 | 1期 | 1号机组 | 华龙一号 | 在建 | 广东省 | 惠州市 | 惠东县 | 114.9845 | 22.693 | 1202 | 中国广核集团 | 2019-12-26 |  |  | 2025
26 | 太平岭2号 | 太平岭核电厂 | 1期 | 2号机组 | 华龙一号 | 在建 | 广东省 | 惠州市 | 惠东县 | 114.9845 | 22.693 | 1202 | 中国广核集团 | 2020-10-15 |  |  | 2026
27 | 阳江1号 | 阳江核电厂 | 1期 | 1号机组 | CPR1000 | 在运 | 广东省 | 阳江市 | 阳东县 | 112.2596 | 21.7076 | 1086 | 中国广核集团 | 2008/12/16 | 2013/12/31 | 2014/03/25 | 2013
28 | 阳江2号 | 阳江核电厂 | 1期 | 2号机组 | CPR1000 | 在运 | 广东省 | 阳江市 | 阳东县 | 112.2596 | 21.7076 | 1086 | 中国广核集团 | 2009/06/04 | 2015/03/10 | 2015/06/05 | 2015
29 | 阳江3号 | 阳江核电厂 | 1期 | 3号机组 | CPR1000 | 在运 | 广东省 | 阳江市 | 阳东县 | 112.2596 | 21.7076 | 1086 | 中国广核集团 | 2010/11/15 | 2015/10/18 | 2016/01/01 | 2015
30 | 阳江4号 | 阳江核电厂 | 1期 | 4号机组 | CPR1000 | 在运 | 广东省 | 阳江市 | 阳东县 | 112.2596 | 21.7076 | 1086 | 中国广核集团 | 2012/11/17 | 2017/01/08 | 2017/03/15 | 2017
31 | 阳江5号 | 阳江核电厂 | 1期 | 5号机组 | ACPR1000 | 在运 | 广东省 | 阳江市 | 阳东县 | 112.2596 | 21.7076 | 1086 | 中国广核集团 | 2013/09/27 | 2018/05/23 | 2018/07/12 | 2018
32 | 阳江6号 | 阳江核电厂 | 1期 | 6号机组 | ACPR1000 | 在运 | 广东省 | 阳江市 | 阳东县 | 112.2596 | 21.7076 | 1086 | 中国广核集团 | 2013/12/23 | 2019/06/29 | 2019/07/24 | 2019
33 | 漳州1号 | 漳州核电厂 | 1期 | 1号机组 | 华龙一号 | 在建 | 福建省 | 漳州市 | 东山县 | 117.4914 | 23.8307 | 1212 | 中核集团 | 2019/10/16 |  |  | 2026
34 | 漳州2号 | 漳州核电厂 | 1期 | 2号机组 | 华龙一号 | 在建 | 福建省 | 漳州市 | 东山县 | 117.4914 | 23.8307 | 1212 | 中核集团 | 2020/09/04 |  |  | 2027
35 | 漳州3号 | 漳州核电厂 | 2期 | 3号机组 | 华龙一号 | 核准 | 福建省 | 漳州市 | 东山县 | 117.4914 | 23.8307 | 1212 | 中核集团 | 2022/09/13 核准 |  |  | 2029
36 | 漳州4号 | 漳州核电厂 | 2期 | 4号机组 | 华龙一号 | 核准 | 福建省 | 漳州市 | 东山县 | 117.4914 | 23.8307 | 1212 | 中核集团 | 2022/09/13 核准 |  |  | 2029
37 | 防城港1号 | 防城港核电厂 | 1期 | 1号机组 | CPR1000 | 在运 | 广西壮族自治区 | 防城港市 | 防城区 | 108.563 | 21.6667 | 1086 | 中国广核集团 | 2010-07-30 | 2015-10-25 | 2016-01-01 | 2015
38 | 防城港2号 | 防城港核电厂 | 1期 | 2号机组 | CPR1000 | 在运 | 广西壮族自治区 | 防城港市 | 防城区 | 108.563 | 21.6667 | 1086 | 中国广核集团 | 2010-12-23 | 2016-07-15 | 2016-10-01 | 2016
39 | 防城港3号 | 防城港核电厂 | 2期 | 3号机组 | 华龙一号 | 在建 | 广西壮族自治区 | 防城港市 | 防城区 | 108.563 | 21.6667 | 1180 | 中国广核集团 | 2015-12-24 | 2023-01-13 |  | 2023
40 | 防城港4号 | 防城港核电厂 | 2期 | 4号机组 | 华龙一号 | 在建 | 广西壮族自治区 | 防城港市 | 防城区 | 108.563 | 21.6667 | 1180 | 中国广核集团 | 2016-12-23 |  |  | 2023
41 | 昌江1号 | 昌江核电厂 | 1期 | 1号机组 | CNP600 | 在运 | 海南省 | 海南 | 昌江黎族自治县 | 108.8987 | 19.4599 | 650 | 中核集团 | 2010-04-25 | 2015-11-07 | 2015-12-25 | 2015
42 | 昌江2号 | 昌江核电厂 | 1期 | 2号机组 | CNP600 | 在运 | 海南省 | 海南 | 昌江黎族自治县 | 108.8987 | 19.4599 | 650 | 中核集团 | 2010-11-21 | 2016-06-20 | 2016-08-12 | 2016
43 | 昌江3号 | 昌江核电厂 | 2期 | 3号机组 | 华龙一号 | 在建 | 海南省 | 海南 | 昌江黎族自治县 | 108.8987 | 19.4599 | 1200 | 华能集团 | 2021-03-31 |  |  | 2026
44 | 昌江4号 | 昌江核电厂 | 2期 | 4号机组 | 华龙一号 | 在建 | 海南省 | 海南 | 昌江黎族自治县 | 108.8987 | 19.4599 | 1200 | 华能集团 | 2021-12-28 |  |  | 2027
45 | 昌江小堆示范工程 | 昌江核电厂 | 2期 | 小堆示范工程 | 玲珑一号 ACP100 | 在建 | 海南省 | 海南 | 昌江黎族自治县 | 108.8987 | 19.4599 | 125 | 中核集团 | 2021-07-13 |  |  | 2026
46 | 田湾1号 | 田湾核电站 | 1期 | 1号机组 | AES-91 | 在运 | 江苏省 | 连云港市 | 连云区 | 119.4582 | 34.6881 | 1060 | 中核集团 | 1999-10-20 | 2006-05-12 | 2007-05-17 | 2006
47 | 田湾2号 | 田湾核电站 | 1期 | 2号机组 | AES-91 | 在运 | 江苏省 | 连云港市 | 连云区 | 119.4582 | 34.6881 | 1060 | 中核集团 | 2000-09-20 | 2007-05-14 | 2007-08-16 | 2007
48 | 田湾3号 | 田湾核电站 | 2期 | 3号机组 | VVER-1000/428 | 在运 | 江苏省 | 连云港市 | 连云区 | 119.4582 | 34.6881 | 1126 | 中核集团 | 2012-12-27 | 2017-12-30 | 2018-02-15 | 2017
49 | 田湾4号 | 田湾核电站 | 2期 | 4号机组 | VVER-1000/428 | 在运 | 江苏省 | 连云港市 | 连云区 | 119.4582 | 34.6881 | 1126 | 中核集团 | 2013-09-27 | 2018-10-27 | 2018-12-22 | 2018
50 | 田湾5号 | 田湾核电站 | 3期 | 5号机组 | CNP1000 | 在运 | 江苏省 | 连云港市 | 连云区 | 119.4582 | 34.6881 | 1118 | 中核集团 | 2015-12-27 | 2020-08-08 | 2020-09-08 | 2020
51 | 田湾6号 | 田湾核电站 | 3期 | 6号机组 | CNP1000 | 在运 | 江苏省 | 连云港市 | 连云区 | 119.4582 | 34.6881 | 1118 | 中核集团 | 2016-09-07 | 2021-05-11 | 2021-06-02 | 2021
52 | 田湾7号 | 田湾核电站 | 4期 | 7号机组 | VVER-1200 | 在建 | 江苏省 | 连云港市 | 连云区 | 119.4582 | 34.6881 | 1274 | 中核集团 | 2021-05-19 |  |  | 2029
53 | 田湾8号 | 田湾核电站 | 4期 | 8号机组 | VVER-1200 | 在建 | 江苏省 | 连云港市 | 连云区 | 119.4582 | 34.6881 | 1265 | 中核集团 | 2022-02-25
54 | 红沿河1号 | 红沿河核电厂 | 1期 | 1号机组 | CPR1000 | 在运 | 辽宁省 | 大连市 | 瓦房店市 | 121.4767 | 39.7971 | 1118.79 | 中国广核集团 | 2007-08-18 | 2013-02-07 | 2013-06-06 | 2013
55 | 红沿河2号 | 红沿河核电厂 | 1期 | 2号机组 | CPR1000 | 在运 | 辽宁省 | 大连市 | 瓦房店市 | 121.4767 | 39.7971 | 1118.79 | 中国广核集团 | 2008-03-28 | 2013-11-23 | 2014-05-13 | 2013
56 | 红沿河3号 | 红沿河核电厂 | 1期 | 3号机组 | CPR1000 | 在运 | 辽宁省 | 大连市 | 瓦房店市 | 121.4767 | 39.7971 | 1118.79 | 中国广核集团 | 2009-03-07 | 2015-03-23 | 2015-08-16 | 2015
57 | 红沿河4号 | 红沿河核电厂 | 1期 | 4号机组 | CPR1000 | 在运 | 辽宁省 | 大连市 | 瓦房店市 | 121.4767 | 39.7971 | 1118.79 | 中国广核集团 | 2009-08-15 | 2016-04-01 | 2016-06-08 | 2016
58 | 红沿河5号 | 红沿河核电厂 | 2期 | 5号机组 | ACPR1000 | 在运 | 辽宁省 | 大连市 | 瓦房店市 | 121.4767 | 39.7971 | 1118.79 | 中国广核集团 | 2015-03-29 | 2021-06-25 | 2021-07-31 | 2021
59 | 红沿河6号 | 红沿河核电厂 | 2期 | 6号机组 | ACPR1000 | 在运 | 辽宁省 | 大连市 | 瓦房店市 | 121.4767 | 39.7971 | 1119 | 中国广核集团 | 2015-07-24 | 2022-05-02 | 2022-06-23 | 2022
60 | 徐大堡3号 | 徐大堡核电站 | 2期 | 3号机组 | VVER-1200 | 在建 | 辽宁省 | 葫芦岛市 | 兴城市 | 120.5466 | 40.3498 | 1274 | 中核集团 | 2021-07-28 |  |  | 2027
61 | 徐大堡4号 | 徐大堡核电站 | 2期 | 4号机组 | VVER-1200 | 在建 | 辽宁省 | 葫芦岛市 | 兴城市 | 120.5466 | 40.3498 | 1274 | 中核集团 | 2022-05-19 |  |  | 2028
62 | 国核示范工程1号 | 国和一号示范工程 | 1期 | 1号机组 | CAP1400 | 在建 | 山东省 | 威海市 | 任城区 | 122.5189 | 36.9657 | 1534 | 国家电投集团 | 2019-04-01 |  |  | 2025
63 | 国核示范工程2号 | 国和一号示范工程 | 1期 | 2号机组 | CAP1400 | 在建 | 山东省 | 威海市 | 任城区 | 122.5189 | 36.9657 | 1534 | 国家电投集团 | 2019-11-01 |  |  | 2025
64 | 海阳1号 | 海阳核电厂 | 1期 | 1号机组 | AP1000 | 在运 | 山东省 | 烟台市 | 海阳市 | 121.3813 | 36.7092 | 1253 | 国家电投集团 | 2009-09-24 | 2018-08-17 | 2018-10-22 | 2018
65 | 海阳2号 | 海阳核电厂 | 1期 | 2号机组 | AP1000 | 在运 | 山东省 | 烟台市 | 海阳市 | 121.3813 | 36.7092 | 1253 | 国家电投集团 | 2010-06-21 | 2018-10-13 | 2019-01-09 | 2018
66 | 海阳3号 | 海阳核电厂 | 2期 | 3号机组 | CAP1000 | 在建 | 山东省 | 烟台市 | 海阳市 | 121.3813 | 36.7092 | 1253 | 国家电投集团 | 2022-07-14 |  |  | 2028
67 | 海阳4号 | 海阳核电厂 | 2期 | 4号机组 | CAP1000 | 在建 | 山东省 | 烟台市 | 海阳市 | 121.3813 | 36.7092 | 1253 | 国家电投集团 | 2022-07-14 |  |  | 2028
68 | 石岛湾1号 | 石岛湾核电厂 | 1期 | 1号机组 | HTR-PM 高温气冷堆 | 在运 | 山东省 | 威海市 | 任城区 | 122.5189 | 36.9657 | 211 | 华能集团 | 2012-12-09 | 2021-12-14 | 2023-12-06 | 2023
69 | 方家山1号 | 方家山核电厂 | 1期 | 1号机组 | CNP1000 | 在运 | 浙江省 | 嘉兴市 | 海盐县 | 120.9418 | 30.4404 | 1089 | 中核集团 | 2008-12-26 | 2014-11-04 | 2014-12-15 | 2014
70 | 方家山2号 | 方家山核电厂 | 1期 | 2号机组 | CNP1000 | 在运 | 浙江省 | 嘉兴市 | 海盐县 | 120.9418 | 30.4404 | 1089 | 中核集团 | 2009-07-17 | 2015-01-12 | 2015-02-12 | 2015
71 | 秦山二期1号 | 秦山第二核电厂 | 2期 | 1号机组 | CNP600 | 在运 | 浙江省 | 嘉兴市 | 海盐县 | 120.9506 | 30.4413 | 650 | 中核集团 | 1996-06-02 | 2002-02-06 | 2002-04-15 | 2002
72 | 秦山二期2号 | 秦山第二核电厂 | 2期 | 2号机组 | CNP600 | 在运 | 浙江省 | 嘉兴市 | 海盐县 | 120.9506 | 30.4413 | 650 | 中核集团 | 1997-04-01 | 2004-03-11 | 2004-05-03 | 2004
73 | 秦山二期3号 | 秦山第二核电厂 | 2期 | 3号机组 | CNP600 | 在运 | 浙江省 | 嘉兴市 | 海盐县 | 120.9506 | 30.4413 | 660 | 中核集团 | 2006-04-28 | 2010-08-01 | 2010-10-05 | 2010
74 | 秦山二期4号 | 秦山第二核电厂 | 2期 | 4号机组 | CNP600 | 在运 | 浙江省 | 嘉兴市 | 海盐县 | 120.9506 | 30.4413 | 660 | 中核集团 | 2007-01-28 | 2011-11-25 | 2011-12-30 | 2011
75 | 秦山三期1号 | 秦山第三核电厂 | 3期 | 1号机组 | CANDU6 | 在运 | 浙江省 | 嘉兴市 | 海盐县 | 120.9585 | 30.4362 | 728 | 中核集团 | 1998-06-08 | 2002-11-19 | 2002-12-31 | 2002
76 | 秦山三期2号 | 秦山第三核电厂 | 3期 | 2号机组 | CANDU6 | 在运 | 浙江省 | 嘉兴市 | 海盐县 | 120.9585 | 30.4362 | 728 | 中核集团 | 1998-09-25 | 2003-06-12 | 2003-07-24 | 2003
77 | 秦山一期 | 秦山核电厂 | 1期 | 1号机组 | CNP300 | 在运 | 浙江省 | 嘉兴市 | 海盐县 | 120.9424 | 30.4204 | 330 | 中核集团 | 1985-03-20 | 1991-12-15 | 1994-04-01 | 1991
78 | 三澳1号 | 三澳核电厂 | 1期 | 1号机组 | 华龙一号 | 在建 | 浙江省 | 温州市 | 苍南县 | 120.5151 | 27.2013 | 1210 | 中国广核集团 | 2020-12-31 |  |  | 2026
79 | 三澳2号 | 三澳核电厂 | 1期 | 2号机组 | 华龙一号 | 在建 | 浙江省 | 温州市 | 苍南县 | 120.5151 | 27.2013 | 1210 | 中国广核集团 | 2021-12-30 |  |  | 2027
80 | 三门1号 | 三门核电厂 | 1期 | 1号机组 | AP1000 | 在运 | 浙江省 | 台州市 | 三门县 | 121.638 | 29.1019 | 1251 | 中核集团 | 2009-04-19 | 2018-06-30 | 2018-09-21 | 2018
81 | 三门2号 | 三门核电厂 | 1期 | 2号机组 | AP1000 | 在运 | 浙江省 | 台州市 | 三门县 | 121.638 | 29.1019 | 1251 | 中核集团 | 2009-12-15 | 2018-08-24 | 2018-11-05 | 2018
82 | 三门3号 | 三门核电厂 | 2期 | 3号机组 | CAP1000 | 在建 | 浙江省 | 台州市 | 三门县 | 121.638 | 29.1019 | 1250 | 中核集团 | 2022-06-28 |  |  | 2027
83 | 三门4号 | 三门核电厂 | 2期 | 4号机组 | CAP1000 | 核准 | 浙江省 | 台州市 | 三门县 | 121.638 | 29.1019 | 1250 | 中核集团 | 2022-04-20 核准 |  |  | 2029
84 | 金山1号 Chinshan 1 | 第一核电厂（金山） | 1期 | 1号机组 | BWR-4 | 退役 | 台湾省 | 新北市 | 石门区 | 121.5876 | 25.2864 | 604 |  | 1971-06-02 | 1977-11-16 | 1978-12-10 | 1977 | 2018-12-06
85 | 国圣2号 Kuosheng 2 | 第二核电厂（国圣） | 1期 | 2号机组 | BWR-6 | 在运 | 台湾省 | 新北市 | 万里区 | 121.6625 | 25.2027 | 985 |  | 1975-09-15 | 1982-06-29 | 1983-03-15 | 1982 | 2023-03-01
86 | 马鞍山1号 Maanshan 1 | 第三核电厂（马鞍山） | 1期 | 1号机组 | WE 312 (3 loop-12 foot) | 在运 | 台湾省 | 屏东县 |  | 120.7519 | 21.9576 | 936 |  | 1978-08-21 | 1984-05-09 | 1984-07-27 | 1984
87 | 马鞍山2号 Maanshan 2 | 第三核电厂（马鞍山） | 1期 | 2号机组 | WE 312 (3 loop-12 foot) | 在运 | 台湾省 | 屏东县 |  | 120.7519 | 21.9576 | 938 |  | 1979-02-21 | 1965-02-25 | 1985-05-18 | 1965
| 金山2号 Chinshan 2 | 第一核电厂（金山） | 1期 | 2号机组 | BWR-4 | 退役 | 台湾省 | 新北市 | 石门区 | 121.5876 | 25.2864 | 604 |  | 1973-12-07 | 1978-12-19 | 1979-07-15 | 1978 | 2019-07-16
| 国圣1号 Kuosheng 1 | 第二核电厂（国圣） | 1期 | 1号机组 | BWR-6 | 退役 | 台湾省 | 新北市 | 万里区 | 121.6625 | 25.2027 | 985 |  | 1975-11-19 | 1979-08-15 | 1981-12-28 | 1979 | 2021-07-01
| 龙门1号 Lungmen 1 | 第四核电厂（龙门） | 1期 | 1号机组 | ABWR | 取消 | 台湾省 | 新北市 | 贡寮区 | 121.9245 | 25.0383 | 1350 |  | 1999-03-17
| 龙门2号 Lungmen 2 | 第四核电厂（龙门） | 1期 | 2号机组 | ABWR | 取消 | 台湾省 | 新北市 | 贡寮区 | 121.9245 | 25.0383 | 1350 |  | 1999-03-17

## Solar Thermal
项目名称 | 项目状态 | 建成时间 | 省份 | 地区 | 装机容量（MW） | 年设计发电量（亿千瓦时） | 塔/线/槽式 | 建成时间（预计） | 建设状态 | 开工时间
中广核太阳能德令哈有限公司导热油槽式5万千瓦光热发电项目 | 投运 | 2021 | 青海省 | 青海省德令哈市西出口光伏（热）产业园区 | 50 | 1.975 | 槽式 | 2018年6月30日并网 | 建成投运
首航高科能源技术股份有限公司（原北京首航艾启威节能技术股份有限公司）敦煌熔盐塔式10万千瓦光热发电示范项目 | 投运 | 2019 | 甘肃省 | 甘肃省敦煌市七 里镇西光电产业园 | 100 | 3.9 | 塔式 | 2019 年 6 月 | 建成投运
青海中控太阳能发电有限公司德令哈熔盐塔式5万千万光热发电项目 | 投运 | 2018 | 青海省 | 青海省德令哈 市西出口光伏（热）产业园区 | 50 | 1.46 | 塔式 | 2018 年 12 月 30 日并网发电，2019 年 4 月 17 日实现了满 负荷运行 | 建成投运
中国电建西北勘测设计研究院有限公司共和熔盐塔式5万千瓦光热发电项目（中电建青海共和 50MW 塔式项目） | 投运 | 2019 | 青海省 | 青海省海南州共和县生态太阳能发电园区 | 50 | 1.569 | 塔式 | 2020 年 11 月 6 日实现满负荷运行 2021 年 4 月通过国家光热 发电项目示范性验收 | 建成投运
中国电力工程顾问集团西北电力设计院有限公司哈密熔盐塔式5万千瓦光热发电项目（中能建哈密 50MW 塔式项目） | 投运 | 2019 | 新疆维吾尔自治区 | 新疆哈密市伊吾县 | 50 | 1.983 | 塔式 | 2019 年 12 月 29 日实现首次并网。2021 年 6 月 18 日凌 晨 01 时 26 分并网发电，9 月 6 日实现全容量发电。 | 建成投运 | 2017 年 10 月 19 日
兰州大成科技股份有限公司敦煌熔盐线性菲涅尔式5万千瓦光热发电示范项目（兰州大成敦煌 50MW 线菲项目） | 投运 | 2020 | 甘肃省 | 甘肃省敦煌市七里镇光电产业园区 | 50 | 2.14 | 线性 菲涅耳式 | 2019 年 12 月 31 日实现并网发电。2020年 6 月 18 日太阳能集热场系统整体并网发电投运 [17 | 建成投运
内蒙古中核龙腾新能源有限公司乌拉特中旗导热油槽式10万千瓦光热发电项目（中船新能乌拉特中旗 100MW 槽式项目） | 投运 | 2022 | 内蒙古自治区 | 内蒙古巴彦淖尔市乌拉特中旗 | 100 | 3.92 | 槽式 | 2020 年 1 月 8 日首次 实现并网发电，2020 年 12 月 16 日实现满负荷发电，2021 年 10 月 20 日通过国家示范性验收。 | 建成投运 | 2018 年 6 月
鲁能格尔木多能互补 50MW 塔式项目 | 投运 | 2020 | 青海省 | 青海省海西州多能互补基地 | 50 | 1.6 | 塔式 | 2019年 9 月 19 日成功一次并网， 2020 年 8 月 27 日完成了 120 小时可靠性运行， 2021 年 5 月 14 日，光热电站完成涉网联合试验。 | 建成投运
玉门鑫能光热第一电力有限公司熔盐塔式5万千瓦光热发电项目 | 投运 | 2022 | 甘肃省 | 玉门市 | 50 | 2.16 | 塔式 | 2021-12-30 | 建成投运 | 2017年8月31 日，常规动力岛正式开工建设
深圳市金钒能源科技有限公司阿克塞5万千瓦熔盐槽式光热发电项目 |  |  | 甘肃省 |  | 50 | 2.56 | 槽式 |  | 在建 | 主体工程2017年6月份开工建设
国电投黄河上游水电开发有限责任公司德令哈水工质塔式13.5万千瓦光热发电项目（现由中控太阳能接续开发） |  |  | 青海省 |  | 135 |  | 塔式 |  | 在建 | 2021年3月25日项目正式开建。
中国三峡新能源有限公司金塔熔盐塔式10万千瓦光热发电项目（现由中控太阳能接续开发） |  |  |  |  | 100 | 13.7 | 塔式 | 计划于2023年底实现全容量并网发电 |  | 2022-03-25
达华工程管理（集团）有限公司尚义水工质塔式5万千瓦光热发电项目 |  |  |  |  | 50 | 1.21 | 塔式
北京国华电力有限责任公司玉门熔盐塔式10万千瓦光热发电项目（现由首航高科接续开发） |  |  |  |  | 100 |  | 塔式 |  | 退出首批
常州龙腾太阳能热电设备有限公司玉门东镇导热油槽式5万千瓦光热发电项目 |  |  | 甘肃省 |  | 50 |  | 槽式 |  |  | 2018年6月19日奠基
中海阳能源集团股份有限公司玉门东镇导热油槽式5万千瓦光热发电项目 |  |  |  |  | 50 |  | 槽式 |  |  | 2017年8月12日，前期场平工程正式启动，项目正式进入全面建设阶段。
中节能甘肃武威太阳能发电有限公司古浪导热油槽式10万千瓦光热发电项目 |  |  |  |  | 100 |  | 槽式
中阳张家口察北能源有限公司熔盐槽式6.4万千瓦光热发电项目 |  |  |  |  | 64 | 3.5 | 槽式 |  |  | 2017年4月17日（2014年7月举行开工仪式。）
北方联合电力有限责任公司乌拉特旗导热油菲涅尔式5万千瓦光热发电项目 |  |  |  |  | 50 |  | 线性 菲涅耳式 |  | 退出首批
中信张北新能源开发有限公司水工质类菲涅尔式5万千瓦光热发电项目 |  |  |  |  | 50 |  | 线性 菲涅耳式 |  | 退出首批
张北华强兆阳能源有限公司张家口水工质类菲涅尔式5万千瓦太阳能热发电项目 |  |  |  |  | 50 |  | 线性 菲涅耳式 |  |  | 2017-04-17

## National Summary
|  | 2020 | 2019 | 2018 | 2017 | 2016
三、发电装机容量 | 万千瓦 | 220204 | 201006 | 190012 | 178451 | 165051 | 三、发电装机容量 | 19198 | 10994 | 11561 | 13400
水电 | 万千瓦 | 37028 | 35804 | 35259 | 34411 | 33207 | 水电 | 1224 | 545 | 848 | 1204
其中:抽水蓄能 | 万千瓦 | 3149 | 3029 | 2999 | 2869 | 2669 | 其中:抽水蓄能 | 120 | 30 | 130 | 200
火电 | 万千瓦 | 124624 | 118957 | 114408 | 111009 | 106094 | 火电 | 5667 | 4549 | 3399 | 4915
其中:燃煤 | 万千瓦 | 107912 | 104063 | 100835 | 98562 | 94624 | 其中:燃煤 | 3849 | 3228 | 2273 | 3938
燃气 | 万千瓦 | 9972 | 9024 | 8375 | 7580 | 7011 | 燃气 | 948 | 649 | 795 | 569
燃油 | 万千瓦 | 147 | 175 | 173 | 197 | 209 | 燃油 | -28 | 2 | -24 | -12
其中:生物质发电 | 万千瓦 | 2987 | 2361 | 1947 | 1657 |  | 其中:生物质发电 | 626 | 414 | 290 | 1657
核电 | 万千瓦 | 4989 | 4874 | 4466 | 3582 | 3364 | 核电 | 115 | 408 | 884 | 218
风电 | 万千瓦 | 28165 | 20915 | 18427 | 16400 | 14747 | 风电 | 7250 | 2488 | 2027 | 1653
太阳能发电 | 万千瓦 | 25356 | 20429 | 17433 | 13042 | 7631 | 太阳能发电 | 4927 | 2996 | 4391 | 5411
其他 | 万千瓦 | 41 | 26 | 20 | 7 | 7 | 其他 | 15 | 6 | 13 | 0
非化石能源发电装机容量 | 万千瓦 | 98567 | 84410 | 77551 | 69099
六、新增发电装机容量 | 万千瓦 | 19144 | 10500 | 12785 | 13019 | 12143 |  | -54 | -494 | 1224 | -381
水电 | 万千瓦 | 1313 | 445 | 859 | 1287 | 1179 | 水电 | 89 | -100 | 11 | 83
其中:抽水蓄能 | 万千瓦 | 120 | 30 | 130 | 200 | 366 | 其中:抽水蓄能 | 0 | 0 | 0 | 0
火电 | 万千瓦 | 5660 | 4423 | 4380 | 4453 | 5048 | 火电 | -7 | -126 | 981 | -462
其中:燃煤 | 万千瓦 | 4030 | 3236 | 3056 | 3504 | 3866 | 其中:燃煤 | 181 | 8 | 783 | -434
其中常规燃煤 |  | 3861 | 3096
其中煤矸石发电 |  | 169 | 140
燃气 | 万千瓦 | 824 | 630 | 884 | 571 | 214 | 燃气 | -124 | -19 | 89 | 2
其中:常规燃气 | 万千瓦 | 811 | 629 | 881 | 571 | 214 | 燃油 | 28 | -2 | 24 | 12
煤层气发电 | 万千瓦 | 12 |  | 1.7 |  | 0.2 | 其中:生物质发电
燃油 | 万千瓦 | [5 empty] | 核电 | -3 | 1 | 0 | 0
其他 | 万千瓦 | 805 | 557 | 440 | 379 | 836 | 风电 | -39 | 84 | 100 | 67
其中:余温、余气、余压 | 万千瓦 | 283 | 166 | 198 | 175 | 747 | 太阳能发电 | -107 | -344 | 134 | -70
垃圾焚烧发电 | 万千瓦 | 300 | 273 | 148 | 123 | 26 | 其他 | 13 | -6 | -3 | 0
秸秆、蔗渣、林木质发电 | 万千瓦 | 222 | 118 | 94 | 81 | 63
核电 | 万千瓦 | 112 | 409 | 884 | 218 | 720
风电 | 万千瓦 | 7211 | 2572 | 2127 | 1720 | 2024
太阳能发电 | 万千瓦 | 4820 | 2652 | 4525 | 5341 | 3171
其他 | 万千瓦 | 28 |  | 10
七、火电机组退役和关停容量 | 万千瓦 | 1469 | 1024 | 1197 | 929 | 571
6000千瓦及以上火电厂装机容量 | 万千瓦 |  | 118642 | 114100 | 110506 | 105580 | 6000千瓦及以上火电厂装机容量 | -118642 | 4542 | 3594 | 4926
燃煤 | 万千瓦 |  | 104028 | 100794 | 98517 | 94562 | 燃煤 | -104028 | 3234 | 2277 | 3955
其中：煤矸石发电 | 万千瓦 |  | 3595 | 3240 | 3518 | 5435 | 其中：煤矸石发电 | -3595 | 355 | -278 | -1917
燃气 | 万千瓦 |  | 8947 | 8313 | 7352 | 6968 | 燃气 | -8947 | 634 | 961 | 384
其中常规燃气 | 万千瓦 |  | 8739 | 8139 | 7400 | 6784 | 其中常规燃气 | -8739 | 600 | 739 | 616
煤层气发电 | 万千瓦 |  | 181 | 151 | 113 | 163 | 煤层气发电 | -181 | 30 | 38 | -50
燃油 | 万千瓦 |  | 171 | 170 | 193 | 206 | 燃油 | -171 | 1 | -23 | -13
其他 | 万千瓦 |  | 5497 | 4823 | 4199 | 3849 | 其他 | -5497 | 674 | 624 | 350
其中：余温、余气、余热发电 | 万千瓦 |  | 3235 | 2965 | 2626 | 2492 | 其中：余温、余气、余热发电 | -3235 | 270 | 339 | 134
垃圾焚烧发电 | 万千瓦 |  | 1171 | 889 | 722 | 565 | 垃圾焚烧发电 | -1171 | 282 | 167 | 157
秸秆、蔗渣、林木质发电 | 万千瓦 |  | 1092 | 969 | 850 | 748 | 秸秆、蔗渣、林木质发电 | -1092 | 123 | 119 | 102
沼气 | [7 empty] | 0 | 0 | 0 | 0

## Oil Generation Breakdown
项 目 | (电热当量 计算法) (Calorific Value Calculation) | 原煤 Raw Coal | 洗精煤 Cleaned Coal | 其他洗煤 Other Washed Coal | 煤制品 Briquettes | 煤矸石 Gangue | 焦炭 Coke | 焦炉煤气 Coke Oven Gas | 高炉煤气 Blast Furnace Gas | 转炉煤气 Converter Gas | 其他煤气 Other Gas | 其他焦化产品 Other Coking Products | 原油 Crude Oil | 汽油 Gasoline | 煤油 Kerosene | 柴油 Diesel Oil | 燃料油 Fuel Oil | 石脑油 Naphtha | 润滑油 Lubricants | 石蜡 Paraffin Waxes | 溶剂油 White spirit | 石油沥青 Bitumen Asphalt | 石油焦 Petroleum Coke | 液化石油气 Liquefied Petroleum Gas | 炼厂干气 Refinery Gas | 其他石油制品 Other Petroleum Products | 天然气 Natural Gas | 液化天然气 Liquefied Natural Gas | 热力 Heat | 电力 Electricity | 其他能源 Other Energy
2020 | -93326.33 | -136944.67 |  | -2586.11 |  | -417.52 | -242.87 | -1244.77 | -3771.22 | -979.52 | -6.22 |  | -23.64 |  |  | -40.19 | -42.04 | [5 empty] | -199.37 | -0.24 | -78.86 | -10.35 | -5249.55 | -620.97 | -4359.14 | 65508.75 | -2017.84
2019 | -91877.63 | -136611.87 |  | -2506.55 |  | -493.41 | -24.58 | -1188.58 | -3152.43 | -892.98 | -2.14 |  |  | -0.07 |  | -7.72 | -86.01 | -244.66 |  |  |  |  | -235.39 | -6.95 | -273.42 | -30.46 | -1827.22 | -59.02 | 19271.23 |  | -391.96
2018 | -89986.26 | -134370.74 |  | -2182.05 |  | -621.08 | -6.13 | -1059.96 | -2958.66 | -753.61 | -2.2 |  | -21.86 |  |  | -38.4 | -21.62 | -8.6 |  |  |  |  | -191.87 | -0.34 | -95.01 | -4.51 | -5056.19 | -323.62 | -3316.52 | 62633.75 | -1587.02
2017 | -84692.5 | -127640.84 |  | -1744.93 |  | -657.64 |  | -1112.29 | -2319.63 | -474.26 |  |  | -20.28 | -0.01 | -0.02 | -34.8 | -23.74 | -16.13 |  |  |  |  | -153.16 | -0.27 | -105.33 | -2.71 | -4583.35 | -399.18 | -2430.23 | 58433.97 | -1407.7
2016 | -80409.73 | -120503.68 |  | -1636.25 |  | -560.73 | -4.97 | -1103.6 | -2190.19 | -404.44 | -2.61 |  | -18.67 | -0.03 | -0.01 | -42.53 | -44.47 | [5 empty] | -159.21 | -0.22 | -88.69 | -3.91 | -4354.7 | -375 | -2229.55 | 54531.57 | -1217.82
2015 | -78471.82 | -118482.23 | -28.64 | -1400.8 |  | -541.92 | -5.75 | -969.27 | -1884.95 | -307.93 | -5 |  | -17.8 | -0.25 |  | -32.58 | -45.03 | [5 empty] | -143.08 |  | -79.23 | -16.41 | -3790.67 | -286.63 | -2027.33 | 52652.67 | -1058.97
2014 | -81726.69 | -124389.16 | -28.95 | -1350.03 |  | -636.59 | -48.51 | -949.72 | -1842.61 | -288.93 | -2.07 |  | -12.67 | -0.06 | -0.01 | -37.64 | -50.79 | [5 empty] | -120.06 | -0.03 | -102.06 | -5.96 | -2966.47 | -308.56 | -1878.73 | 54077.36 | -784.42
| Crude Oil | Petroleum | Petroleum | Petroleum | Heavy or Residual Fuel Oil | Petroleum | Heavy or Residual Fuel Oil | Heavy or Residual Fuel Oil
| 原油 | 汽油 | 煤油 | 柴油 | 燃料油 | 石脑油 | 石油焦 | 其他石油制品 |  |  |  | Crude Oil | Petroleum | Heavy or Residual Fuel Oil
2020 | 23.64 | 0 | 0 | 40.19 | 42.04 | 0 | 199.37 | 10.35 |  |  | Total | 5.203% | 22.8% | 71.99%
2019 | 0 | 0.07 | 0 | 7.72 | 86.01 | 244.66 | 235.39 | 30.46 |  |  | 2020 | 23.64 | 40.19 | 251.76
2018 | 21.86 | 0 | 0 | 38.4 | 21.62 | 8.6 | 191.87 | 4.51 |  |  | 2019 | 0 | 252.45 | 351.86
2017 | 20.28 | 0.01 | 0.02 | 34.8 | 23.74 | 16.13 | 153.16 | 2.71 |  |  | 2018 | 21.86 | 47 | 218
2016 | 18.67 | 0.03 | 0.01 | 42.53 | 44.47 | 0 | 159.21 | 3.91 |  |  | 2017 | 20.28 | 50.96 | 179.61
2015 | 17.8 | 0.25 | 0 | 32.58 | 45.03 | 0 | 143.08 | 16.41 |  |  | 2016 | 18.67 | 42.57 | 207.59
2014 | 12.67 | 0.06 | 0.01 | 37.64 | 50.79 | 0 | 120.06 | 5.96 |  |  | 2015 | 17.8 | 32.83 | 204.52
[11 empty] | 2014 | 12.67 | 37.71 | 176.81
| 原油 | 汽油 | 煤油 | 柴油 | 燃料油 | 石脑油 | 石油焦 | 其他石油制品
| crude oil | petroleum gasoline | jet fuel or kerosene | petroleum diesel | heavy fuel oil | LPG propane or butane | petroleum diesel | heavy fuel oil
| crude oil | petroleum diesel | petroleum diesel | petroleum diesel | heavy fuel oil | LPG propane or butane | heavy fuel oil | heavy fuel oil

## Shanghai Policy
数据来源 |  |  | 2020 | 2025 | 2030 | 数据来源 | Shanghai's Existing Capacity 2022
《上海市能源发展“十四五”规划》 | 光伏装机 | 万千瓦 |  | 407 |  | https://news.bjx.com.cn/html/20230201/1285696.shtml | 2022 年，上海市发电装机总容量 2830.11万千瓦，其中 |  | 2022 | 2021 | 2022-2021
https://www.shanghai.gov.cn/202210zfwj/20220521/1d9410e2e7c4474da6618278ccb4528d.html | 风电装机 | 万千瓦 |  | 262 |  |  | 火电 2528.29万千瓦，占比89.33%； | Combustion | 25283 | 2510 | 22773
《上海市碳达峰实施方案》 | 生物质发电 | 万千瓦 |  |  | 84 |  | 风电106.98万千瓦，占比3.78% ； | Wind | 1070 | 107 | 963
https://www.ndrc.gov.cn/fggz/hjyzy/tdftzh/202208/t20220808_1332758.html | 燃气调峰装机 | 万千瓦 |  | 160 |  |  | 太阳能发电194.85万千瓦，占比6.89%。 | Solar | 1949 | 168 | 1781
| 燃气发电 | 万千瓦 |  | 1250
| 深远海域和陆上分散式风电新增 | 万千瓦 |  | 180
| 市外非化石能源电力 | 万千瓦 |  | 200

## Calculation
Province | 上海市
BPMCCS
Mandated Construction (MW) | 2019 | 2020 | 2021 | 2022 | 2023 | 2024 | 2025 | 2026 | 2027 | 2028 | 2029 | 2030 | 2031 | 2032 | 2033 | 2034 | 2035 | 2036 | 2037 | 2038 | 2039 | 2040 | 2041 | 2042 | 2043 | 2044 | 2045 | 2046 | 2047 | 2048 | 2049 | 2050 | 2051 | 2052 | 2053 | 2054 | 2055 | 2056 | 2057 | 2058 | 2059 | 2060
hard coal | 0 | 0 | 0 | 650 | 0 | 0 | 0 | 0 | 0 | 0 | 0 | 0 | 0 | 0 | 0 | 0 | 0 | 0 | 0 | 0 | 0 | 0 | 0 | 0 | 0 | 0 | 0 | 0 | 0 | 0 | 0 | 0 | 0 | 0 | 0 | 0 | 0 | 0 | 0 | 0 | 0 | 0
natural gas nonpeaker | 0 | 0 | 0 | 0 | 0 | 0 | 0 | 0 | 0 | 0 | 0 | 0 | 0 | 0 | 0 | 0 | 0 | 0 | 0 | 0 | 0 | 0 | 0 | 0 | 0 | 0 | 0 | 0 | 0 | 0 | 0 | 0 | 0 | 0 | 0 | 0 | 0 | 0 | 0 | 0 | 0 | 0
nuclear | 0 | 0 | 0 | 0 | 0 | 0 | 0 | 0 | 0 | 0 | 0 | 0 | 0 | 0 | 0 | 0 | 0 | 0 | 0 | 0 | 0 | 0 | 0 | 0 | 0 | 0 | 0 | 0 | 0 | 0 | 0 | 0 | 0 | 0 | 0 | 0 | 0 | 0 | 0 | 0 | 0 | 0
hydro | 0 | 0 | 0 | 0 | 0 | 0 | 0 | 0 | 0 | 0 | 0 | 0 | 0 | 0 | 0 | 0 | 0 | 0 | 0 | 0 | 0 | 0 | 0 | 0 | 0 | 0 | 0 | 0 | 0 | 0 | 0 | 0 | 0 | 0 | 0 | 0 | 0 | 0 | 0 | 0 | 0 | 0
onshore wind | 6 | 12 | 0.4 | 0 | 0 | 0 | 0 | 0 | 0 | 0 | 0 | 0 | 0 | 0 | 0 | 0 | 0 | 0 | 0 | 0 | 0 | 0 | 0 | 0 | 0 | 0 | 0 | 0 | 0 | 0 | 0 | 0 | 0 | 0 | 0 | 0 | 0 | 0 | 0 | 0 | 0 | 0
solar PV | 0 | 137 | 43.9 | 0 | 0 | 0 | 0 | 0 | 0 | 0 | 0 | 0 | 0 | 0 | 0 | 0 | 0 | 0 | 0 | 0 | 0 | 0 | 0 | 0 | 0 | 0 | 0 | 0 | 0 | 0 | 0 | 0 | 0 | 0 | 0 | 0 | 0 | 0 | 0 | 0 | 0 | 0
solar thermal | 0 | 0 | 0 | 0 | 0 | 0 | 0 | 0 | 0 | 0 | 0 | 0 | 0 | 0 | 0 | 0 | 0 | 0 | 0 | 0 | 0 | 0 | 0 | 0 | 0 | 0 | 0 | 0 | 0 | 0 | 0 | 0 | 0 | 0 | 0 | 0 | 0 | 0 | 0 | 0 | 0 | 0
biomass | 0 | 0 | 0 | 0 | 0 | 0 | 0 | 0 | 0 | 0 | 0 | 0 | 0 | 0 | 0 | 0 | 0 | 0 | 0 | 0 | 0 | 0 | 0 | 0 | 0 | 0 | 0 | 0 | 0 | 0 | 0 | 0 | 0 | 0 | 0 | 0 | 0 | 0 | 0 | 0 | 0 | 0
geothermal | 0 | 0 | 0 | 0 | 0 | 0 | 0 | 0 | 0 | 0 | 0 | 0 | 0 | 0 | 0 | 0 | 0 | 0 | 0 | 0 | 0 | 0 | 0 | 0 | 0 | 0 | 0 | 0 | 0 | 0 | 0 | 0 | 0 | 0 | 0 | 0 | 0 | 0 | 0 | 0 | 0 | 0
petroleum | 0 | 0 | 0 | 0 | 0 | 0 | 0 | 0 | 0 | 0 | 0 | 0 | 0 | 0 | 0 | 0 | 0 | 0 | 0 | 0 | 0 | 0 | 0 | 0 | 0 | 0 | 0 | 0 | 0 | 0 | 0 | 0 | 0 | 0 | 0 | 0 | 0 | 0 | 0 | 0 | 0 | 0
natural gas peaker | 992.6 | 0 | 474 | 0 | 0 | 0 | 0 | 0 | 0 | 0 | 0 | 0 | 0 | 0 | 0 | 0 | 0 | 0 | 0 | 0 | 0 | 0 | 0 | 0 | 0 | 0 | 0 | 0 | 0 | 0 | 0 | 0 | 0 | 0 | 0 | 0 | 0 | 0 | 0 | 0 | 0 | 0
lignite | 0 | 0 | 0 | 0 | 0 | 0 | 0 | 0 | 0 | 0 | 0 | 0 | 0 | 0 | 0 | 0 | 0 | 0 | 0 | 0 | 0 | 0 | 0 | 0 | 0 | 0 | 0 | 0 | 0 | 0 | 0 | 0 | 0 | 0 | 0 | 0 | 0 | 0 | 0 | 0 | 0 | 0
offshore wind | 106 | 0 | 251.5 | 0 | 0 | 0 | 0 | 0 | 0 | 0 | 0 | 0 | 0 | 0 | 0 | 0 | 0 | 0 | 0 | 0 | 0 | 0 | 0 | 0 | 0 | 0 | 0 | 0 | 0 | 0 | 0 | 0 | 0 | 0 | 0 | 0 | 0 | 0 | 0 | 0 | 0 | 0
crude oil | 0 | 0 | 0 | 0 | 0 | 0 | 0 | 0 | 0 | 0 | 0 | 0 | 0 | 0 | 0 | 0 | 0 | 0 | 0 | 0 | 0 | 0 | 0 | 0 | 0 | 0 | 0 | 0 | 0 | 0 | 0 | 0 | 0 | 0 | 0 | 0 | 0 | 0 | 0 | 0 | 0 | 0
heavy or residual fuel oil | 0 | 0 | 0 | 0 | 0 | 0 | 0 | 0 | 0 | 0 | 0 | 0 | 0 | 0 | 0 | 0 | 0 | 0 | 0 | 0 | 0 | 0 | 0 | 0 | 0 | 0 | 0 | 0 | 0 | 0 | 0 | 0 | 0 | 0 | 0 | 0 | 0 | 0 | 0 | 0 | 0 | 0
municipal solid waste | 150 | 0 | 120 | 130 | 0 | 0 | 0 | 0 | 0 | 0 | 0 | 0 | 0 | 0 | 0 | 0 | 0 | 0 | 0 | 0 | 0 | 0 | 0 | 0 | 0 | 0 | 0 | 0 | 0 | 0 | 0 | 0 | 0 | 0 | 0 | 0 | 0 | 0 | 0 | 0 | 0 | 0
PMCCS based on annouced project not calibrated with policy target
Mandated Construction (MW) | 2019 | 2020 | 2021 | 2022 | 2023 | 2024 | 2025 | 2026 | 2027 | 2028 | 2029 | 2030 | 2031 | 2032 | 2033 | 2034 | 2035 | 2036 | 2037 | 2038 | 2039 | 2040 | 2041 | 2042 | 2043 | 2044 | 2045 | 2046 | 2047 | 2048 | 2049 | 2050 | 2051 | 2052 | 2053 | 2054 | 2055 | 2056 | 2057 | 2058 | 2059 | 2060
hard coal | 0 | 0 | 0 | 650 | 3770 | 2780 | 2180 | 0 | 0 | 0 | 0 | 0 | 0 | 0 | 0 | 0 | 0 | 0 | 0 | 0 | 0 | 0 | 0 | 0 | 0 | 0 | 0 | 0 | 0 | 0 | 0 | 0 | 0 | 0 | 0 | 0 | 0 | 0 | 0 | 0 | 0 | 0
natural gas nonpeaker | 0 | 0 | 0 | 0 | 0 | 0 | 0 | 0 | 0 | 0 | 0 | 0 | 0 | 0 | 0 | 0 | 0 | 0 | 0 | 0 | 0 | 0 | 0 | 0 | 0 | 0 | 0 | 0 | 0 | 0 | 0 | 0 | 0 | 0 | 0 | 0 | 0 | 0 | 0 | 0 | 0 | 0
nuclear | 0 | 0 | 0 | 0 | 0 | 0 | 0 | 0 | 0 | 0 | 0 | 0 | 0 | 0 | 0 | 0 | 0 | 0 | 0 | 0 | 0 | 0 | 0 | 0 | 0 | 0 | 0 | 0 | 0 | 0 | 0 | 0 | 0 | 0 | 0 | 0 | 0 | 0 | 0 | 0 | 0 | 0
hydro | 0 | 0 | 0 | 0 | 0 | 0 | 0 | 0 | 0 | 0 | 0 | 0 | 0 | 0 | 0 | 0 | 0 | 0 | 0 | 0 | 0 | 0 | 0 | 0 | 0 | 0 | 0 | 0 | 0 | 0 | 0 | 0 | 0 | 0 | 0 | 0 | 0 | 0 | 0 | 0 | 0 | 0
onshore wind | 6 | 12 | 0.4 | 0 | 0 | 0 | 0 | 0 | 0 | 0 | 0 | 0 | 0 | 0 | 0 | 0 | 0 | 0 | 0 | 0 | 0 | 0 | 0 | 0 | 0 | 0 | 0 | 0 | 0 | 0 | 0 | 0 | 0 | 0 | 0 | 0 | 0 | 0 | 0 | 0 | 0 | 0
solar PV | 0 | 137 | 43.9 | 0 | 0 | 0 | 0 | 0 | 0 | 0 | 0 | 0 | 0 | 0 | 0 | 0 | 0 | 0 | 0 | 0 | 0 | 0 | 0 | 0 | 0 | 0 | 0 | 0 | 0 | 0 | 0 | 0 | 0 | 0 | 0 | 0 | 0 | 0 | 0 | 0 | 0 | 0
solar thermal | 0 | 0 | 0 | 0 | 0 | 0 | 0 | 0 | 0 | 0 | 0 | 0 | 0 | 0 | 0 | 0 | 0 | 0 | 0 | 0 | 0 | 0 | 0 | 0 | 0 | 0 | 0 | 0 | 0 | 0 | 0 | 0 | 0 | 0 | 0 | 0 | 0 | 0 | 0 | 0 | 0 | 0
biomass | 0 | 0 | 0 | 0 | 0 | 0 | 0 | 0 | 0 | 0 | 0 | 0 | 0 | 0 | 0 | 0 | 0 | 0 | 0 | 0 | 0 | 0 | 0 | 0 | 0 | 0 | 0 | 0 | 0 | 0 | 0 | 0 | 0 | 0 | 0 | 0 | 0 | 0 | 0 | 0 | 0 | 0
geothermal | 0 | 0 | 0 | 0 | 0 | 0 | 0 | 0 | 0 | 0 | 0 | 0 | 0 | 0 | 0 | 0 | 0 | 0 | 0 | 0 | 0 | 0 | 0 | 0 | 0 | 0 | 0 | 0 | 0 | 0 | 0 | 0 | 0 | 0 | 0 | 0 | 0 | 0 | 0 | 0 | 0 | 0
petroleum | 0 | 0 | 0 | 0 | 0 | 0 | 0 | 0 | 0 | 0 | 0 | 0 | 0 | 0 | 0 | 0 | 0 | 0 | 0 | 0 | 0 | 0 | 0 | 0 | 0 | 0 | 0 | 0 | 0 | 0 | 0 | 0 | 0 | 0 | 0 | 0 | 0 | 0 | 0 | 0 | 0 | 0
natural gas peaker | 992.6 | 0 | 474 | 0 | 0 | 0 | 0 | 0 | 0 | 0 | 0 | 0 | 0 | 0 | 0 | 0 | 0 | 0 | 0 | 0 | 0 | 0 | 0 | 0 | 0 | 0 | 0 | 0 | 0 | 0 | 0 | 0 | 0 | 0 | 0 | 0 | 0 | 0 | 0 | 0 | 0 | 0
lignite | 0 | 0 | 0 | 0 | 0 | 0 | 0 | 0 | 0 | 0 | 0 | 0 | 0 | 0 | 0 | 0 | 0 | 0 | 0 | 0 | 0 | 0 | 0 | 0 | 0 | 0 | 0 | 0 | 0 | 0 | 0 | 0 | 0 | 0 | 0 | 0 | 0 | 0 | 0 | 0 | 0 | 0
offshore wind | 106 | 0 | 251.5 | 0 | 0 | 0 | 0 | 0 | 0 | 0 | 0 | 0 | 0 | 0 | 0 | 0 | 0 | 0 | 0 | 0 | 0 | 0 | 0 | 0 | 0 | 0 | 0 | 0 | 0 | 0 | 0 | 0 | 0 | 0 | 0 | 0 | 0 | 0 | 0 | 0 | 0 | 0
crude oil | 0 | 0 | 0 | 0 | 0 | 0 | 0 | 0 | 0 | 0 | 0 | 0 | 0 | 0 | 0 | 0 | 0 | 0 | 0 | 0 | 0 | 0 | 0 | 0 | 0 | 0 | 0 | 0 | 0 | 0 | 0 | 0 | 0 | 0 | 0 | 0 | 0 | 0 | 0 | 0 | 0 | 0
heavy or residual fuel oil | 0 | 0 | 0 | 0 | 0 | 0 | 0 | 0 | 0 | 0 | 0 | 0 | 0 | 0 | 0 | 0 | 0 | 0 | 0 | 0 | 0 | 0 | 0 | 0 | 0 | 0 | 0 | 0 | 0 | 0 | 0 | 0 | 0 | 0 | 0 | 0 | 0 | 0 | 0 | 0 | 0 | 0
municipal solid waste | 150 | 0 | 120 | 130 | 0 | 0 | 0 | 0 | 0 | 0 | 0 | 0 | 0 | 0 | 0 | 0 | 0 | 0 | 0 | 0 | 0 | 0 | 0 | 0 | 0 | 0 | 0 | 0 | 0 | 0 | 0 | 0 | 0 | 0 | 0 | 0 | 0 | 0 | 0 | 0 | 0 | 0
Expected Capacity before checking with policy target | [11 empty] | policy target
Start Year Capacities (MW) | preexisting | preexisting | preexisting |  | 2020 | 2021 | 2022 | 2023 | 2024 | 2025 |  | 2025 operating | 2025 construction | target difference
hard coal | 14518 | 0 | 0 |  | 14518 | 14518 | 15168 | 18938 | 21718 | 23898
natural gas nonpeaker | 5355 | 0 | 0 |  | 5355 | 5355 | 5355 | 5355 | 5355 | 5355 |  | 12500 |  | 2776
nuclear | 0 | 0 | 0 |  | 0 | 0 | 0 | 0 | 0 | 0
hydro | 0 | 0 | 0 |  | 0 | 0 | 0 | 0 | 0 | 0
onshore wind | 384 | 0 | 0 |  | 396 | 396.4 | 396.4 | 396.4 | 396.4 | 396.4 |  | 967 |  | 570.6
solar PV | 60 | 0 | 0 |  | 197 | 240.9 | 240.9 | 240.9 | 240.9 | 240.9 |  | 501.1801 |  | 260.2801
solar thermal | 0 | 0 | 0 |  | 0 | 0 | 0 | 0 | 0 | 0
biomass | 18 | 0 | 0 |  | 18 | 18 | 18 | 18 | 18 | 18 |  | 840 |  | 822
geothermal | 0 | 0 | 0 |  | 0 | 0 | 0 | 0 | 0 | 0
petroleum | 196.1221 | 0 | 0 |  | 196.1221 | 196.1221 | 196.1221 | 196.1221 | 196.1221 | 196.1221
natural gas peaker | 2295 | 0 | 0 |  | 2295 | 2769 | 2769 | 2769 | 2769 | 2769 |  | 1600 |  | 1600 | （政策新建：2022年发布）
lignite | 502 | 0 | 0 |  | 502 | 502 | 502 | 502 | 502 | 502
offshore wind | 426 | 0 | 0 |  | 426 | 677.5 | 677.5 | 677.5 | 677.5 | 677.5 |  | 1653 |  | 975.5
crude oil | 44.7447 | 0 | 0 |  | 44.7447 | 44.7447 | 44.7447 | 44.7447 | 44.7447 | 44.7447
heavy or residual fuel oil | 619.1332 | 0 | 0 |  | 619.1332 | 619.1332 | 619.1332 | 619.1332 | 619.1332 | 619.1332
municipal solid waste | 410 | 0 | 0 |  | 410 | 530 | 660 | 660 | 660 | 660
process heat | 354 | 0 | 0
PMCCS based on annouced project not calibrated with policy target
Mandated Construction (MW) | 2019 | 2020 | 2021 | 2022 | 2023 | 2024 | 2025 | 2026 | 2027 | 2028 | 2029 | 2030 | 2031 | 2032 | 2033 | 2034 | 2035 | 2036 | 2037 | 2038 | 2039 | 2040 | 2041 | 2042 | 2043 | 2044 | 2045 | 2046 | 2047 | 2048 | 2049 | 2050 | 2051 | 2052 | 2053 | 2054 | 2055 | 2056 | 2057 | 2058 | 2059 | 2060
hard coal | 0 | 0 | 0 | 650 | 3770 | 2780 | 2180 | 0 | 0 | 0 | 0 | 0 | 0 | 0 | 0 | 0 | 0 | 0 | 0 | 0 | 0 | 0 | 0 | 0 | 0 | 0 | 0 | 0 | 0 | 0 | 0 | 0 | 0 | 0 | 0 | 0 | 0 | 0 | 0 | 0 | 0 | 0
natural gas nonpeaker | 0 | 0 | 0 | 0 | 925 | 925 | 925 | 0 | 0 | 0 | 0 | 0 | 0 | 0 | 0 | 0 | 0 | 0 | 0 | 0 | 0 | 0 | 0 | 0 | 0 | 0 | 0 | 0 | 0 | 0 | 0 | 0 | 0 | 0 | 0 | 0 | 0 | 0 | 0 | 0 | 0 | 0
nuclear | 0 | 0 | 0 | 0 | 0 | 0 | 0 | 0 | 0 | 0 | 0 | 0 | 0 | 0 | 0 | 0 | 0 | 0 | 0 | 0 | 0 | 0 | 0 | 0 | 0 | 0 | 0 | 0 | 0 | 0 | 0 | 0 | 0 | 0 | 0 | 0 | 0 | 0 | 0 | 0 | 0 | 0
hydro | 0 | 0 | 0 | 0 | 0 | 0 | 0 | 0 | 0 | 0 | 0 | 0 | 0 | 0 | 0 | 0 | 0 | 0 | 0 | 0 | 0 | 0 | 0 | 0 | 0 | 0 | 0 | 0 | 0 | 0 | 0 | 0 | 0 | 0 | 0 | 0 | 0 | 0 | 0 | 0 | 0 | 0
onshore wind | 6 | 12 | 0.4 | 0 | 190 | 190 | 190 | 0 | 0 | 0 | 0 | 0 | 0 | 0 | 0 | 0 | 0 | 0 | 0 | 0 | 0 | 0 | 0 | 0 | 0 | 0 | 0 | 0 | 0 | 0 | 0 | 0 | 0 | 0 | 0 | 0 | 0 | 0 | 0 | 0 | 0 | 0
solar PV | 0 | 137 | 43.9 | 0 | 87 | 87 | 87 | 0 | 0 | 0 | 0 | 0 | 0 | 0 | 0 | 0 | 0 | 0 | 0 | 0 | 0 | 0 | 0 | 0 | 0 | 0 | 0 | 0 | 0 | 0 | 0 | 0 | 0 | 0 | 0 | 0 | 0 | 0 | 0 | 0 | 0 | 0
solar thermal | 0 | 0 | 0 | 0 | 0 | 0 | 0 | 0 | 0 | 0 | 0 | 0 | 0 | 0 | 0 | 0 | 0 | 0 | 0 | 0 | 0 | 0 | 0 | 0 | 0 | 0 | 0 | 0 | 0 | 0 | 0 | 0 | 0 | 0 | 0 | 0 | 0 | 0 | 0 | 0 | 0 | 0
biomass | 0 | 0 | 0 | 0 | 274 | 274 | 274 | 0 | 0 | 0 | 0 | 0 | 0 | 0 | 0 | 0 | 0 | 0 | 0 | 0 | 0 | 0 | 0 | 0 | 0 | 0 | 0 | 0 | 0 | 0 | 0 | 0 | 0 | 0 | 0 | 0 | 0 | 0 | 0 | 0 | 0 | 0
geothermal | 0 | 0 | 0 | 0 | 0 | 0 | 0 | 0 | 0 | 0 | 0 | 0 | 0 | 0 | 0 | 0 | 0 | 0 | 0 | 0 | 0 | 0 | 0 | 0 | 0 | 0 | 0 | 0 | 0 | 0 | 0 | 0 | 0 | 0 | 0 | 0 | 0 | 0 | 0 | 0 | 0 | 0
petroleum | 0 | 0 | 0 | 0 | 0 | 0 | 0 | 0 | 0 | 0 | 0 | 0 | 0 | 0 | 0 | 0 | 0 | 0 | 0 | 0 | 0 | 0 | 0 | 0 | 0 | 0 | 0 | 0 | 0 | 0 | 0 | 0 | 0 | 0 | 0 | 0 | 0 | 0 | 0 | 0 | 0 | 0
natural gas peaker | 992.6 | 0 | 474 | 0 | 533 | 533 | 533 | 0 | 0 | 0 | 0 | 0 | 0 | 0 | 0 | 0 | 0 | 0 | 0 | 0 | 0 | 0 | 0 | 0 | 0 | 0 | 0 | 0 | 0 | 0 | 0 | 0 | 0 | 0 | 0 | 0 | 0 | 0 | 0 | 0 | 0 | 0
lignite | 0 | 0 | 0 | 0 | 0 | 0 | 0 | 0 | 0 | 0 | 0 | 0 | 0 | 0 | 0 | 0 | 0 | 0 | 0 | 0 | 0 | 0 | 0 | 0 | 0 | 0 | 0 | 0 | 0 | 0 | 0 | 0 | 0 | 0 | 0 | 0 | 0 | 0 | 0 | 0 | 0 | 0
offshore wind | 106 | 0 | 251.5 | 0 | 325 | 325 | 325 | 0 | 0 | 0 | 0 | 0 | 0 | 0 | 0 | 0 | 0 | 0 | 0 | 0 | 0 | 0 | 0 | 0 | 0 | 0 | 0 | 0 | 0 | 0 | 0 | 0 | 0 | 0 | 0 | 0 | 0 | 0 | 0 | 0 | 0 | 0
crude oil | 0 | 0 | 0 | 0 | 0 | 0 | 0 | 0 | 0 | 0 | 0 | 0 | 0 | 0 | 0 | 0 | 0 | 0 | 0 | 0 | 0 | 0 | 0 | 0 | 0 | 0 | 0 | 0 | 0 | 0 | 0 | 0 | 0 | 0 | 0 | 0 | 0 | 0 | 0 | 0 | 0 | 0
heavy or residual fuel oil | 0 | 0 | 0 | 0 | 0 | 0 | 0 | 0 | 0 | 0 | 0 | 0 | 0 | 0 | 0 | 0 | 0 | 0 | 0 | 0 | 0 | 0 | 0 | 0 | 0 | 0 | 0 | 0 | 0 | 0 | 0 | 0 | 0 | 0 | 0 | 0 | 0 | 0 | 0 | 0 | 0 | 0
municipal solid waste | 150 | 0 | 120 | 130 | 0 | 0 | 0 | 0 | 0 | 0 | 0 | 0 | 0 | 0 | 0 | 0 | 0 | 0 | 0 | 0 | 0 | 0 | 0 | 0 | 0 | 0 | 0 | 0 | 0 | 0 | 0 | 0 | 0 | 0 | 0 | 0 | 0 | 0 | 0 | 0 | 0 | 0
Start Year Capacities (MW) | preexisting | preexisting nonretiring (not used in U.S. dataset) | newly built |  | 2023: preexisting nonretiring (not used in U.S. dataset); 2024: newly built
hard coal |  |  |  |  | 2023: 0; 2024: 0
natural gas nonpeaker |  |  |  |  | 2023: 0; 2024: 0
nuclear |  |  |  |  | 2023: 0; 2024: 0
hydro |  |  |  |  | 2023: 0; 2024: 0
onshore wind |  |  |  |  | 2023: 0; 2024: 0
solar PV |  |  |  |  | 2023: 0; 2024: 0
solar thermal |  |  |  |  | 2023: 0; 2024: 0
biomass |  |  |  |  | 2023: 0; 2024: 0
geothermal |  |  |  |  | 2023: 0; 2024: 0
petroleum |  |  |  |  | 2023: 0; 2024: 0
natural gas peaker |  |  |  |  | 2023: 0; 2024: 0
lignite |  |  |  |  | 2023: 0; 2024: 0
offshore wind |  |  |  |  | 2023: 0; 2024: 0
crude oil |  |  |  |  | 2023: 0; 2024: 0
heavy or residual fuel oil |  |  |  |  | 2023: 0; 2024: 0
municipal solid waste |  |  |  |  | 2023: 0; 2024: 0
process heat |  |  |  |  | 2023: 0; 2024: 0
Note on B9: zhlx: 原本的值小于0，（B）PMCCS情况下设置为0
Note on B29: zhlx: 原本的值小于0，（B）PMCCS情况下设置为0

## SYC-SYEGC
Start Year Capacities (MW) | preexisting | preexisting nonretiring | newly built
hard coal | 14518 | 0 | 0
natural gas nonpeaker | 5355 | 0 | 0
nuclear | 0 | 0 | 0
hydro | 0 | 0 | 0
onshore wind | 384 | 0 | 0
solar PV | 60 | 0 | 0
solar thermal | 0 | 0 | 0
biomass | 18 | 0 | 0
geothermal | 0 | 0 | 0
petroleum | 196.1221 | 0 | 0
natural gas peaker | 2295 | 0 | 0
lignite | 502 | 0 | 0
offshore wind | 426 | 0 | 0
crude oil | 44.7447 | 0 | 0
heavy or residual fuel oil | 619.1332 | 0 | 0
municipal solid waste | 410 | 0 | 0
process heat | 354 | 0 | 0

## SYC-FoPtPFP
Peakers that Provide Flexibility Points (dimensionless)
Fraction | 1

## BPMCCS
Mandated Construction (MW) | 2019 | 2020 | 2021 | 2022 | 2023 | 2024 | 2025 | 2026 | 2027 | 2028 | 2029 | 2030 | 2031 | 2032 | 2033 | 2034 | 2035 | 2036 | 2037 | 2038 | 2039 | 2040 | 2041 | 2042 | 2043 | 2044 | 2045 | 2046 | 2047 | 2048 | 2049 | 2050 | 2051 | 2052 | 2053 | 2054 | 2055 | 2056 | 2057 | 2058 | 2059 | 2060
hard coal | 0 | 0 | 0 | 650 | 0 | 0 | 0 | 0 | 0 | 0 | 0 | 0 | 0 | 0 | 0 | 0 | 0 | 0 | 0 | 0 | 0 | 0 | 0 | 0 | 0 | 0 | 0 | 0 | 0 | 0 | 0 | 0 | 0 | 0 | 0 | 0 | 0 | 0 | 0 | 0 | 0 | 0
natural gas nonpeaker | 0 | 0 | 0 | 0 | 0 | 0 | 0 | 0 | 0 | 0 | 0 | 0 | 0 | 0 | 0 | 0 | 0 | 0 | 0 | 0 | 0 | 0 | 0 | 0 | 0 | 0 | 0 | 0 | 0 | 0 | 0 | 0 | 0 | 0 | 0 | 0 | 0 | 0 | 0 | 0 | 0 | 0
nuclear | 0 | 0 | 0 | 0 | 0 | 0 | 0 | 0 | 0 | 0 | 0 | 0 | 0 | 0 | 0 | 0 | 0 | 0 | 0 | 0 | 0 | 0 | 0 | 0 | 0 | 0 | 0 | 0 | 0 | 0 | 0 | 0 | 0 | 0 | 0 | 0 | 0 | 0 | 0 | 0 | 0 | 0
hydro | 0 | 0 | 0 | 0 | 0 | 0 | 0 | 0 | 0 | 0 | 0 | 0 | 0 | 0 | 0 | 0 | 0 | 0 | 0 | 0 | 0 | 0 | 0 | 0 | 0 | 0 | 0 | 0 | 0 | 0 | 0 | 0 | 0 | 0 | 0 | 0 | 0 | 0 | 0 | 0 | 0 | 0
onshore wind | 6 | 12 | 0.4 | 0 | 0 | 0 | 0 | 0 | 0 | 0 | 0 | 0 | 0 | 0 | 0 | 0 | 0 | 0 | 0 | 0 | 0 | 0 | 0 | 0 | 0 | 0 | 0 | 0 | 0 | 0 | 0 | 0 | 0 | 0 | 0 | 0 | 0 | 0 | 0 | 0 | 0 | 0
solar PV | 0 | 137 | 43.9 | 0 | 0 | 0 | 0 | 0 | 0 | 0 | 0 | 0 | 0 | 0 | 0 | 0 | 0 | 0 | 0 | 0 | 0 | 0 | 0 | 0 | 0 | 0 | 0 | 0 | 0 | 0 | 0 | 0 | 0 | 0 | 0 | 0 | 0 | 0 | 0 | 0 | 0 | 0
solar thermal | 0 | 0 | 0 | 0 | 0 | 0 | 0 | 0 | 0 | 0 | 0 | 0 | 0 | 0 | 0 | 0 | 0 | 0 | 0 | 0 | 0 | 0 | 0 | 0 | 0 | 0 | 0 | 0 | 0 | 0 | 0 | 0 | 0 | 0 | 0 | 0 | 0 | 0 | 0 | 0 | 0 | 0
biomass | 0 | 0 | 0 | 0 | 0 | 0 | 0 | 0 | 0 | 0 | 0 | 0 | 0 | 0 | 0 | 0 | 0 | 0 | 0 | 0 | 0 | 0 | 0 | 0 | 0 | 0 | 0 | 0 | 0 | 0 | 0 | 0 | 0 | 0 | 0 | 0 | 0 | 0 | 0 | 0 | 0 | 0
geothermal | 0 | 0 | 0 | 0 | 0 | 0 | 0 | 0 | 0 | 0 | 0 | 0 | 0 | 0 | 0 | 0 | 0 | 0 | 0 | 0 | 0 | 0 | 0 | 0 | 0 | 0 | 0 | 0 | 0 | 0 | 0 | 0 | 0 | 0 | 0 | 0 | 0 | 0 | 0 | 0 | 0 | 0
petroleum | 0 | 0 | 0 | 0 | 0 | 0 | 0 | 0 | 0 | 0 | 0 | 0 | 0 | 0 | 0 | 0 | 0 | 0 | 0 | 0 | 0 | 0 | 0 | 0 | 0 | 0 | 0 | 0 | 0 | 0 | 0 | 0 | 0 | 0 | 0 | 0 | 0 | 0 | 0 | 0 | 0 | 0
natural gas peaker | 992.6 | 0 | 474 | 0 | 0 | 0 | 0 | 0 | 0 | 0 | 0 | 0 | 0 | 0 | 0 | 0 | 0 | 0 | 0 | 0 | 0 | 0 | 0 | 0 | 0 | 0 | 0 | 0 | 0 | 0 | 0 | 0 | 0 | 0 | 0 | 0 | 0 | 0 | 0 | 0 | 0 | 0
lignite | 0 | 0 | 0 | 0 | 0 | 0 | 0 | 0 | 0 | 0 | 0 | 0 | 0 | 0 | 0 | 0 | 0 | 0 | 0 | 0 | 0 | 0 | 0 | 0 | 0 | 0 | 0 | 0 | 0 | 0 | 0 | 0 | 0 | 0 | 0 | 0 | 0 | 0 | 0 | 0 | 0 | 0
offshore wind | 106 | 0 | 251.5 | 0 | 0 | 0 | 0 | 0 | 0 | 0 | 0 | 0 | 0 | 0 | 0 | 0 | 0 | 0 | 0 | 0 | 0 | 0 | 0 | 0 | 0 | 0 | 0 | 0 | 0 | 0 | 0 | 0 | 0 | 0 | 0 | 0 | 0 | 0 | 0 | 0 | 0 | 0
crude oil | 0 | 0 | 0 | 0 | 0 | 0 | 0 | 0 | 0 | 0 | 0 | 0 | 0 | 0 | 0 | 0 | 0 | 0 | 0 | 0 | 0 | 0 | 0 | 0 | 0 | 0 | 0 | 0 | 0 | 0 | 0 | 0 | 0 | 0 | 0 | 0 | 0 | 0 | 0 | 0 | 0 | 0
heavy or residual fuel oil | 0 | 0 | 0 | 0 | 0 | 0 | 0 | 0 | 0 | 0 | 0 | 0 | 0 | 0 | 0 | 0 | 0 | 0 | 0 | 0 | 0 | 0 | 0 | 0 | 0 | 0 | 0 | 0 | 0 | 0 | 0 | 0 | 0 | 0 | 0 | 0 | 0 | 0 | 0 | 0 | 0 | 0
municipal solid waste | 150 | 0 | 120 | 130 | 0 | 0 | 0 | 0 | 0 | 0 | 0 | 0 | 0 | 0 | 0 | 0 | 0 | 0 | 0 | 0 | 0 | 0 | 0 | 0 | 0 | 0 | 0 | 0 | 0 | 0 | 0 | 0 | 0 | 0 | 0 | 0 | 0 | 0 | 0 | 0 | 0 | 0

## PMCCS
Mandated Construction (MW) | 2019 | 2020 | 2021 | 2022 | 2023 | 2024 | 2025 | 2026 | 2027 | 2028 | 2029 | 2030 | 2031 | 2032 | 2033 | 2034 | 2035 | 2036 | 2037 | 2038 | 2039 | 2040 | 2041 | 2042 | 2043 | 2044 | 2045 | 2046 | 2047 | 2048 | 2049 | 2050 | 2051 | 2052 | 2053 | 2054 | 2055 | 2056 | 2057 | 2058 | 2059 | 2060
hard coal | 0 | 0 | 0 | 650 | 3770 | 2780 | 2180 | 0 | 0 | 0 | 0 | 0 | 0 | 0 | 0 | 0 | 0 | 0 | 0 | 0 | 0 | 0 | 0 | 0 | 0 | 0 | 0 | 0 | 0 | 0 | 0 | 0 | 0 | 0 | 0 | 0 | 0 | 0 | 0 | 0 | 0 | 0
natural gas nonpeaker | 0 | 0 | 0 | 0 | 925 | 925 | 925 | 0 | 0 | 0 | 0 | 0 | 0 | 0 | 0 | 0 | 0 | 0 | 0 | 0 | 0 | 0 | 0 | 0 | 0 | 0 | 0 | 0 | 0 | 0 | 0 | 0 | 0 | 0 | 0 | 0 | 0 | 0 | 0 | 0 | 0 | 0
nuclear | 0 | 0 | 0 | 0 | 0 | 0 | 0 | 0 | 0 | 0 | 0 | 0 | 0 | 0 | 0 | 0 | 0 | 0 | 0 | 0 | 0 | 0 | 0 | 0 | 0 | 0 | 0 | 0 | 0 | 0 | 0 | 0 | 0 | 0 | 0 | 0 | 0 | 0 | 0 | 0 | 0 | 0
hydro | 0 | 0 | 0 | 0 | 0 | 0 | 0 | 0 | 0 | 0 | 0 | 0 | 0 | 0 | 0 | 0 | 0 | 0 | 0 | 0 | 0 | 0 | 0 | 0 | 0 | 0 | 0 | 0 | 0 | 0 | 0 | 0 | 0 | 0 | 0 | 0 | 0 | 0 | 0 | 0 | 0 | 0
onshore wind | 6 | 12 | 0.4 | 0 | 190 | 190 | 190 | 0 | 0 | 0 | 0 | 0 | 0 | 0 | 0 | 0 | 0 | 0 | 0 | 0 | 0 | 0 | 0 | 0 | 0 | 0 | 0 | 0 | 0 | 0 | 0 | 0 | 0 | 0 | 0 | 0 | 0 | 0 | 0 | 0 | 0 | 0
solar PV | 0 | 137 | 43.9 | 0 | 87 | 87 | 87 | 0 | 0 | 0 | 0 | 0 | 0 | 0 | 0 | 0 | 0 | 0 | 0 | 0 | 0 | 0 | 0 | 0 | 0 | 0 | 0 | 0 | 0 | 0 | 0 | 0 | 0 | 0 | 0 | 0 | 0 | 0 | 0 | 0 | 0 | 0
solar thermal | 0 | 0 | 0 | 0 | 0 | 0 | 0 | 0 | 0 | 0 | 0 | 0 | 0 | 0 | 0 | 0 | 0 | 0 | 0 | 0 | 0 | 0 | 0 | 0 | 0 | 0 | 0 | 0 | 0 | 0 | 0 | 0 | 0 | 0 | 0 | 0 | 0 | 0 | 0 | 0 | 0 | 0
biomass | 0 | 0 | 0 | 0 | 274 | 274 | 274 | 0 | 0 | 0 | 0 | 0 | 0 | 0 | 0 | 0 | 0 | 0 | 0 | 0 | 0 | 0 | 0 | 0 | 0 | 0 | 0 | 0 | 0 | 0 | 0 | 0 | 0 | 0 | 0 | 0 | 0 | 0 | 0 | 0 | 0 | 0
geothermal | 0 | 0 | 0 | 0 | 0 | 0 | 0 | 0 | 0 | 0 | 0 | 0 | 0 | 0 | 0 | 0 | 0 | 0 | 0 | 0 | 0 | 0 | 0 | 0 | 0 | 0 | 0 | 0 | 0 | 0 | 0 | 0 | 0 | 0 | 0 | 0 | 0 | 0 | 0 | 0 | 0 | 0
petroleum | 0 | 0 | 0 | 0 | 0 | 0 | 0 | 0 | 0 | 0 | 0 | 0 | 0 | 0 | 0 | 0 | 0 | 0 | 0 | 0 | 0 | 0 | 0 | 0 | 0 | 0 | 0 | 0 | 0 | 0 | 0 | 0 | 0 | 0 | 0 | 0 | 0 | 0 | 0 | 0 | 0 | 0
natural gas peaker | 992.6 | 0 | 474 | 0 | 533 | 533 | 533 | 0 | 0 | 0 | 0 | 0 | 0 | 0 | 0 | 0 | 0 | 0 | 0 | 0 | 0 | 0 | 0 | 0 | 0 | 0 | 0 | 0 | 0 | 0 | 0 | 0 | 0 | 0 | 0 | 0 | 0 | 0 | 0 | 0 | 0 | 0
lignite | 0 | 0 | 0 | 0 | 0 | 0 | 0 | 0 | 0 | 0 | 0 | 0 | 0 | 0 | 0 | 0 | 0 | 0 | 0 | 0 | 0 | 0 | 0 | 0 | 0 | 0 | 0 | 0 | 0 | 0 | 0 | 0 | 0 | 0 | 0 | 0 | 0 | 0 | 0 | 0 | 0 | 0
offshore wind | 106 | 0 | 251.5 | 0 | 325 | 325 | 325 | 0 | 0 | 0 | 0 | 0 | 0 | 0 | 0 | 0 | 0 | 0 | 0 | 0 | 0 | 0 | 0 | 0 | 0 | 0 | 0 | 0 | 0 | 0 | 0 | 0 | 0 | 0 | 0 | 0 | 0 | 0 | 0 | 0 | 0 | 0
crude oil | 0 | 0 | 0 | 0 | 0 | 0 | 0 | 0 | 0 | 0 | 0 | 0 | 0 | 0 | 0 | 0 | 0 | 0 | 0 | 0 | 0 | 0 | 0 | 0 | 0 | 0 | 0 | 0 | 0 | 0 | 0 | 0 | 0 | 0 | 0 | 0 | 0 | 0 | 0 | 0 | 0 | 0
heavy or residual fuel oil | 0 | 0 | 0 | 0 | 0 | 0 | 0 | 0 | 0 | 0 | 0 | 0 | 0 | 0 | 0 | 0 | 0 | 0 | 0 | 0 | 0 | 0 | 0 | 0 | 0 | 0 | 0 | 0 | 0 | 0 | 0 | 0 | 0 | 0 | 0 | 0 | 0 | 0 | 0 | 0 | 0 | 0
municipal solid waste | 150 | 0 | 120 | 130 | 0 | 0 | 0 | 0 | 0 | 0 | 0 | 0 | 0 | 0 | 0 | 0 | 0 | 0 | 0 | 0 | 0 | 0 | 0 | 0 | 0 | 0 | 0 | 0 | 0 | 0 | 0 | 0 | 0 | 0 | 0 | 0 | 0 | 0 | 0 | 0 | 0 | 0